## Cover sheet
Australasian Health Facility Guidelines
ITEM CONTROL SCHEDULE
Version: | V1.11
Date: | 31.01.2024
Notes: | Issued to coincide with update of Perioperative, Cardiac Care and Clinical Support Standard Components
A. Purpose of the Item Control Schedule
The AusHFG Item Control Schedule (ICS) lists all the items in the AusHFG item library. AusHFG items include room fabrics, furniture, fittings and equipment found within rooms, services and systems that apply to rooms.
The purpose of the ICS is to assist users within the AusHFG community to:-
- select items with pre-identified, standardised coding and naming when briefing, planning and procuring items for healthcare facilities
- provide a framework for documenting linkages of AusHFG items into other systems - for example, to item coding used by architecture firms or to asset management classifications used by asset operators
- correlate items within the database with objects within the AusHFG Revit file resource
B. Format of the Item Control Schedule
The ICS is a report produced in a searchable excel format from item data held within the AusHFG database. It is designed to be printed in horizontal A3 format.
There are several worksheets within the ICS:
Cover Sheet: this page, and contains introductory information and versioning.
Grouping Sheet: indicates the main groupings and sub groupings under which the items fall.
Structure Sheet: explains the purpose of each data field included in the ICS data sheets, plus sets out coding and naming conventions, abbreviations and approaches to dimensioning.
Additional guidance sheets: provide further guidance for users about conventions used within the AusHFG documentation set
Data Sheets: contains the AusHFG items themselves along with their related data, in separate tabs according to their main grouping.
Data in these sheets have filters applied to them, to allow them to be sorted by data field.
Retired Sheet: contains AusHFG items that are retired.
C. Updates to the Item Control Schedule
This document has been created under the guidance of the AHIA BIM Subgroup.
Updates to the ICS will be made:
- following the publication of any new or amended Standard Components or project resources, if any items are new or amended through this process
- following intermittent review by governance groups within the AHIA organisation
Each update of the ICS will receive a new version number and will be dated. Publication of updates will be notified as a News item on the website and by email to users who have subscribed for AusHFG alerts.
To subscribe for alerts, visit https://healthfacilityguidelines.com.au/subscribe
To make suggestions regarding additional items or information that should be included in the ICS, use the "Give Feedback" button on the AusHFG website.

## Grouping sheet
Australasian Health Facility Guidelines
ITEM CONTROL SCHEDULE GROUPING SHEET
Items in the ICS are categorised into main groupings and secondary groupings as follows:
Main code | Main grouping | Sub code | Sub grouping | Main code | Main grouping | Sub code | Sub grouping
CL | Ceilings & Cornices | CN | Cornice | HY | Hydraulic Services | BA | Basins, Baths & Sinks
|  | FS | Ceiling Flush Set |  |  | DR | Drainage
|  | GE | General |  |  | GE | General
|  | TI | Ceiling Tiled |  |  | TP | Tapware & Outlets
DW | Doors, Windows & Accessories | GE | General |  |  | WC | Toilet Suites
|  | GL | Door Glazed | IT | Information & Communications Services | AV | Audio Visual Equipment
|  | OB | Observation |  |  | BU | Building Systems
|  | PR | Protection |  |  | CL | Clinical Systems & Nurse Call
|  | SC | Door Solid Core |  |  | GE | General
|  | WD | Window Dressings, Accessories |  |  | IN | Infrastructure Passive
|  | WH | Window, Shutters & Hatches |  |  | NE | Network Equipment
EL | Electrical Services | BO | Boards & Switches |  |  | SE | Security Systems
|  | GE | General | LI | Lighting (General) | FX | Light Fixtures
|  | GP | GPOs |  |  | GE | General
|  | GT | Generators & Transformers |  |  | PO | Portable Lighting
|  | PR | Protection | ME | Mechanical Services | EX | Extract
FI | Fixtures & Fittings | BM | Boards & Mirrors |  |  | GE | General
|  | DI | Dispensers & Holders |  |  | SU | Supply
|  | GE | General | MG | Medical Gas Systems | AS | Gas Outlets
|  | HR | Hooks, Brackets & Racks |  |  | FP | Flowmeters & Panels
|  | JO | Joinery |  |  | GE | General
|  | RT | Rails & Tracks | MM | Medical & Laboratory Equipment | AH | Allied Health Equipment
FL | Floors, Floor Finishes & Skirtings | CP | Floor Carpet |  |  | BE | Beds & Transport Equipment
|  | GE | General |  |  | DN | Dental Equipment
|  | SK | Skirting |  |  | GE | General
|  | VY | Floor Vinyl |  |  | HA | High Acuity Equipment
FQ | Furniture & Non-medical Equipment | BS | Domestic Beds & Seating |  |  | IC | Infection Control Equipment
|  | CA | Catering & Kitchen Equipment |  |  | LA | Laboratory Equipment
|  | CW | Cleaning & Waste |  |  | MA | Maternal & Infant Equipment
|  | DW | Desks & Workstations |  |  | MI | Medical Imaging Equipment
|  | GE | General |  |  | OP | Operating & Procedure Room Equipment
|  | SM | Storage Mobile |  |  | RA | Radiation Therapy Equipment
|  | SN | Storage Non-Mobile |  |  | SP | Services Pendants, Services Panels, Operating Lights
|  | TA | Tables | WL | Walls & Wall Finishes | GE | General
FS | Fire Services | DE | Detection |  |  | PR | Wall Protection
|  | GE | General |  |  | PT | Partitions & Screens
|  | PV | Prevention |  |  | SH | Shielding
[6 empty] | WA | Wall Finish

## Structure sheet
Australasian Health Facility Guidelines
ITEM CONTROL SCHEDULE STRUCTURE SHEET
Each data sheet of items in their main groupings is structured as follows:
Excel Column | Column name | Purpose | Notes
A | Item code | Each item is given a unique alphanumerical code to identify it. | Refer notes below for details on how codes are structured.
B | Project specific code | For use by project teams. | A place to identify parallel codes, such as asset codes or codes used for a project by the design team.
C | Item description | The name of each item. | Names are formatted in accordance with the naming convention set out in this document.
D | Extended desciptions | Additional phrases or words to assist in searching for and defining items. | The extended descriptions are a tool to assist with searching within the ICS only - they do not appear in the AusHFG Room Data Sheets.
E | Item code (previous) | The item code used prior to the first publication of the ICS. | To assist teams in cross matching items between previous and current versions of the Standard Component documentation.
F | Item description (previous) | The item name used prior to the first publication of the ICS. | To assist teams in cross matching items between previous and current versions of the Standard Component documentation.
G | Budget group | Identifies a starting point for nominating Group 1, 2 and 3 budget categories for each item. | Project teams should align budget groups as early as possible in the project with the client's preferred procurement methodologies. Refer AusHFG Part F - Implementation.
Budget Group 1 = items supplied and fixed by the contractor. These are included in the construction contract.
Budget Group 2 = items supplied by the client and fixed by the contractor. These include items that are transferred but require installation by the contractor.
Budget Group 3 = items supplied and installed by the client.
Budget Group 4 = consumable items purchased and installed by the client outside the capital budget.
H | In use in Standard Components | Identifies which items are used in currently published Standard Components. | Yes= in use in one or more currently published Standard Component. No = not in use in any currently published Standard Component.
I-Q | Service allocations | Identifies service allocations required for each item. | Service requirements are compiled only for items in published Standard Components, and must be verified by the project team against equipment selections.
R | AusHFG Revit Content: Family Name | Identifies the family name of items contained within the AusHFG Revit file. | This is for the purpose of navigating the AusHFG Revit model only. Note that some items in the AusHFG RDS are not modelled, e.g. minor items, optional items.
S | AusHFG Revit Content: Type Name | Indentifies the type name of items contained within the AusHFG Revit file. | This is for the purpose of navigating the AusHFG Revit model only. Note that some items in the AusHFG RDS are not modelled, e.g. minor items, optional items.
CODING CONVENTION |  | The alpha letters that represent the main and secondary groupings are joined to make the first four items in the item code.
After the alpha code, a three digit number provides a unique identifier for the item.
For example:
Main grouping
FL Floors, Floor finishes & skirtings
plus secondary grouping
CP Floor Carpet
plus unique item identifier
005 FLOOR FINISH: carpet, broadloom, synthetic
generates the code:
FLCP-005 FLOOR FINISH: carpet, broadloom, synthetic
NAMING CONVENTION |  | The main descriptor is written in caps: CUPBOARD
If the main descriptor is followed by further descriptors, a colon is used to separate. Further descriptors are written in lower case (unless an acronym): CUPBOARD: tall OUTLET: MATV
Further descriptors are separated with commas, e.g. CUPBOARD: tall, double door, adj shelves
If finishes are specified in the AusHFG Standard Components, these are placed at the end of the item name: CUPBOARD: tall, double door, adj shelves, laminate finish
ACRONYMS, ABBREVIATIONS & DIMENSIONS |  | adj = adjustable | diam = diameter
|  | c/o = clear opening | H = high
|  | c/w = complete with | L = long
|  | AFFL = above finished floor level | nom. = nominal
|  | C = centigrade | V = vertical orientation
|  | D = deep | W = wide
Refer to the extended descriptions with each item for further definitions of acronyms used in item names.
Where measurements are shown as part of an item description, they are in mm unless otherwise specified: WORKSTATION: straight, adj height, 1800W x 750D x 750H nom.
All measurements (other than clear openings) are nominal. Clear opening measurements are minimum measurements.
JOINERY ITEM DIMENSIONS |  | Various joinery types are included in the ICS. Because of the high variability of joinery sizes, set out dimensions are assumed to be included in documentation prepared by the project team, or specified in sets of child items.
As a result, dimensions are not captured in joinery item descriptions, with the exception of benches and bench tops, where the depth of the bench is used as a primary item identifier as this is a functional feature important to users.
Room Layout Sheets can be referred to for overall joinery sizing.
CREATION OF NEW ITEMS |  | Each sub grouping of the AusHFG item library allows for up to 999 items to be coded. Item codes 001-499 are reserved for AusHFG use.
Project teams choosing to use the AusHFG coding system within a project can create new items using item codes 500-999.
For example:
A project team may be intalling an MRI imaging modality with three components that don't currently appear in the AusHFG ICS.
The team can create the items in the MMMI (Medical Imaging) grouping, from code number 500 onwards: MMMI-500, MMMI-501, MMMI-502

## Additional guidance 1
Australasian Health Facility Guidelines
ITEM CONTROL SCHEDULE - ADDITIONAL GUIDANCE
OVERVIEW | Finishes
The AusHFG are a vital starting point for design based on research, clinical, consumer input and other evidence. The documentation | The AusHFG item library includes a range of room finishes to support the functional specification of Standard Components.
conventions it uses support its primary role as a briefing and design tool for the development of healthcare facilities. | The details of each finish, which in the previous naming system were provided in separate fields, are included
It is expected that project teams will build on the level of data provided by the AusHFG, to suit project requirements. This guidance sheet | in the item name as illustrated below:
provides further detail on the documentation conventions used the AusHFG data set, and provides additional guidance for teams who | FLOOR FINISH: carpet, broadloom, 48 oz., 90/10 wool/nylon
may choose to use the AusHFG documentation conventions for projects. | WALL FINISH: paint, acrylic, washable
CEILING: plasterboard, flush set, suspended, paint, scrub resistant
ITEM NAMING
The name of each AusHFG item firstly describes what the item is. After this, it describes what it is for or provides more detail about the item. | For FFE items, the AusHFG item library does not typically describe finishes or materials. There are however some
For example: | exceptions to this, which include shelving, bench top units and noticeboards. The material finish of these items is
BUTTON: nurse call, emergency | specified the AusHFG in order to ensure a minimum performance criteria can be achieved.
DOOR: radio frequency, MRI
CEILING: plasterboard, flush set, suspended, paint, scrub resistant | Where items include a material specification, the material is listed at the end of the item. This example shows a selection
of items for 600mm deep bench tops:
In some instances, the main item descriptor is further augmented with details important to its function and/or the function of the | BENCH TOP: 600D, joinery under
Standard Component room it is located in. These details include dimensional, locational and finishes details. | BENCH TOP: 600D, joinery under, laminate finish
BENCH TOP: 600D, joinery under, stainless steel lipped
Dimensional details
Where dimensional and/or capacity details are important to the functionality of the item or to the Standard Component room the item | Details
is used in, those details are included in the item name. | Some detailed approaches to item naming and coding are as follows:
DOORS, in many instances, have clear openings specified for them in the AusHFG Standard Components. These clear openings are derived | MONITOR is used as the main descriptor for all patient monitors.
as part of the clinically moderated processes used to develop the Standard Components, and so are a key performance requirement for many | DISPLAY SCREEN is used as the main descriptor for all computer monitors, AV screens, television screens etc.
of the door items. Where a clear opening (c/o) for a particular door has been derived, it is included in the item name: | The descriptor WORKSTATION refers to a desk.
DOOR: 1100mm c/o, single leaf, observation panel, solid core/glass, paint | The item WORKSTATION ON WHEELS refers a mobile item and should be coupled with a COMPUTER item.
DOOR: 1400mm c/o, 1 1/2 leaf, half glazed, solid core/glass, paint | TAPWARE is listed separately, in addition to any basin it sits on.
GPOs and data points have numbering related to the number of outlets, e.g. codes ELGP-1xx all represent single GPOs.
Where critical to spatial planning or function, items have dimensional details specified for them in their name. These dimensional details are | Medical imaging systems are listed as both the generic system and as the set of components that make up the
nominal and have been included in the item name in mm, often with abbreviations to indicate length, depth etc: | system. For example, the item SYSTEM: imaging, MRI is accompanied by approximately 20 components that
WORKSTATION: straight, adj height, 1800W x 750D x 750H | make up the MRI system, all identified with the word "MRI" in the component name.
TABLE: round, 900 diam, work height | Patient beds are listed under Medical and Laboratory Equipment, domestic beds are listed under Furniture and
BENCH TOP: 600D, joinery under | Non-medical Equipment.
Locational details | USING THE AUSHFG DOCUMENTATION CONVENTIONS FOR PROJECTS
In some instances, items have locations identified with them (e.g ceiling mounted, wall mounted). This is to assist users in | It is acknowledged that the AusHFG item coding and naming systems are often used in parallel to project teams' own
assessing bracketry or wall strengthening needs, to locate frequently occuring items within complex rooms and to allow designers to | systems, and that the architect's coding and naming system can be the one presented to clinical users during design.
create different BIM geometries for each locational variant. | It is hoped the Item Control Schedule will support teams in managing documentation across the AusHFG and in-house
systems.
For example, commonly specified BRACKETS for display screens are identified as being ceiling or wall mounted:
BRACKET: for display screen, ceiling mounted | Teams are encouraged to be innovative in designing their documentation processes. They should not feel
BRACKET: for display screen, wall mounted | obligated to replicate techniques or formats used in the AusHFG documentation and project resources, if more efficient
and user-friendly techniques are available and are supported by the client.
JOINERY & FURNITURE identifies where the item is underbench, wall mounted or mobile:
CUPBOARD: double door, adj shelves, underbench | For teams which choose to use the AusHFG coding and naming systems in their project documentation, the following
CUPBOARD: single glass door, adj shelves, wall mounted | paragraphs provide some suggested additional guidance and points to consider.
Commonly specified GPO, DATA & MEDICAL GASES OUTLETS have both generic and location-specific codes and descriptors available for them. | Adding further detail to items - parent and child
The location-specific versions are used in the AusHFG RLS and RDS: | To allow for the expansion of generically-briefed AusHFG items to include further detail generated during design, teams
GPO: double, wall mounted | choosing to use the AusHFG coding and naming conventions may consider the use of ‘parent and child’ item relationships.
OUTLET: data, single RJ45, in floorbox | Using this system, an AusHFG item can be considered a 'parent' for which 'child' items can be created.
OUTLET: oxygen, on pendant | Each of the child items inherit all of the attributes and functions assigned to the parent, but is additionally differentiated

## Additional guidance 2
Australasian Health Facility Guidelines
ITEM CONTROL SCHEDULE - ADDITIONAL GUIDANCE
USING THE AUSHFG DOCUMENTATION CONVENTIONS FOR PROJECTS (continued)
in some way. This has the advantage of allowing project teams to retain the originally briefed item from the AusHFG, | Identifying transfer items using the AusHFG coding system
while still being able to add details needed for documentation, selection and procurement. | Teams choosing to use the AusHFG coding and naming systems should agree how transfer items are to be identified
within their design data management systems.
For example, a project may be specifying the following generic AusHFG item for inclusion in several office spaces:
FIBM-013 NOTICEBOARD: fixed, fabric covered | A commonly used method is to separately list transfer items against budget groups with a 'T' suffix, e.g. 2T or 3T.
The project may decide it needs two sizes of noticeboards, in two different colours. The project can develop four child items | Other methods depend on the data management tools in use, but could include the provision of a marker in the
to handle extra features such as size and fabric type. | item code itself to indicate a transfer item, or linking instances of scheduled transfer items with briefed FFE quantities.
Each child item displays the main requirements of the briefed item, but additionally identifies four different types of board:
FIBM-013.1 NOTICEBOARD: fixed, fabric covered, 900W x 600H, fabric type A | Creating new items
FIBM-013.2 NOTICEBOARD: fixed, fabric covered, 900W x 600H, fabric type B | Refer to the Structure Sheet for methodology.
FIBM-013.3 NOTICEBOARD: fixed, fabric covered, 900W x 900H, fabric type A
FIBM-013.4 NOTICEBOARD: fixed, fabric covered, 900W x 900H, fabric type B
Note the suffix number at the end of the code (.1, .2, .3 etc), which identifies each child item. This or any other method could be used to
differentiate the codes.
A similar system could also be used to modularize joinery. Joinery items in the AusHFG item library (and as drawn in the
AusHFG Revit model) do not have specific sizes assigned to them, on the assumption they will be sized on joinery drawings.
Alternatively, a project may choose to create and control the modular sizing of joinery using child items. For example:
FIJO-135 CUPBOARD: underbench, double door, adj shelves
may have the following modular child items created for differing bench top depths:
FIJO-135.1 CUPBOARD: underbench, double door, adj shelves, 600W x 580D
FIJO-135.2 CUPBOARD: underbench, double door, adj shelves, 600W x 730D
FIJO-135.3 CUPBOARD: underbench, double door, adj shelves, 600W x 880D
The AusHFG Revit model - parent and child
The AusHFG Revit model resource makes use of a limited number of parent and child relationships, to reflect instances where a
briefed AusHFG item has different geometric treatments across the various places it appears within the Room Layout Sheets.
For example, some GPOs are shown in the AusHFG Room Layout Sheets in vertical orientation. These are indicated as a child item with
the suffix (V). In the Room Data Sheet, the item appears as follows:
ELGP-123 GPO: emergency power, single, wall mounted
If shown vertically in the Room Layout Sheet, the item appears in the Room Layout Sheet schedule as follows:
ELGP-123.1 GPO: emergency power, single, wall mounted (V)
Items such as grab rails, display screens of particular sizes and bespoke joinery units specified in the Room Data Sheets are also occasionally
documented in the Revit model (and Room Layout Sheets drawn from the model) as child items, to allow for connection of the item name
and code with the different varieties of the item as designed. Any child items in use in the Revit model are also documented in the ICS.

## CL
Australasian Health Facility Guidelines
ICS DATA SHEET: CEILINGS & CORNICES (CL)
Item Code | Project Specific Code | Item Description | Extended Descriptions | Item Code (previous) | Item Description (previous) | Budget Group | In use within Standard Components | Electrical Connection(s) | Data Connection(s) | Cold Water Connection(s) | Hot Water Connection(s) | Warm Water Connection(s) | Tap Connection(s) | Drainage Connection(s) | Gas Connection(s) | Steam Connection(s) | AusHFG Revit Content: Family Name | AusHFG Revit Content: Type Name
CLCN-001 |  | CORNICE: 3 strips PVC rail, prefinished |  |  | Cornice | 1 | No
CLCN-002 |  | CORNICE: aluminium, 24mm shadow angle, powdercoat |  |  | Cornice | 1 | No
CLCN-003 |  | CORNICE: aluminium, shadowline stopping angle, 10 x 10 mm, powdercoat |  |  | Wall finish | 1 | No
CLCN-004 |  | CORNICE: fibre cement sheet, paint |  |  | Cornice | 1 | No
CLCN-005 |  | CORNICE: plasterboard, 50mm to match ceiling finish, paint |  |  | Wall finish | 1 | No
CLCN-006 |  | CORNICE: plasterboard, 90mm to match ceiling finish, paint |  |  | Cornice | 1 | No
CLCN-007 |  | CORNICE: plasterboard, flush coved between wall and ceiling, paint |  |  | Cornice | 1 | No
CLCN-008 |  | CORNICE: square set flush between wall and ceiling, paint |  |  |  | 1 | Yes
CLCN-009 |  | CORNICE: wall trim fixing |  |  |  | 1 | Yes
CLFS-001 |  | CEILING: fibre cement, flush set, suspended, paint, scrub resistant |  |  | Floor finish | 1 | No
CLFS-002 |  | CEILING: fibre cement, flush set, suspended, paint, washable |  |  | Ceiling - Fibre Cement | 1 | Yes | [9 empty] | Basic Ceiling | CLFS-002
CLFS-003 |  | CEILING: plasterboard, flush set, suspended, paint, epoxy |  |  | Floor finish | 1 | No
CLFS-004 |  | CEILING: plasterboard, flush set, suspended, paint, gloss |  |  | Floor finish | 1 | No
CLFS-005 |  | CEILING: plasterboard, flush set, suspended, paint, scrub resistant |  |  | Ceiling - Plasterboard | 1 | Yes | [9 empty] | Basic Ceiling | CLFS-005
CLFS-006 |  | CEILING: plasterboard, flush set, suspended, paint, washable |  |  | Ceiling - Plasterboard | 1 | Yes | [9 empty] | Basic Ceiling | CLFS-006
CLFS-007 |  | CEILING: plasterboard & mesh above, flush set, suspended, paint |  |  | Floor finish | 1 | No
CLFS-008 |  | CEILING: plasterboard, water resistant, flush set, suspended, paint, scrub resistant |  |  | Floor finish | 1 | No
CLFS-009 |  | CEILING: plasterboard, water resistant, flush set, suspended, paint, washable |  |  | Ceiling - Plasterboard | 1 | Yes | [9 empty] | Basic Ceiling | CLFS-009
CLGE-001 |  | CEILING: plasterboard, bulkhead, paint |  |  | Ceiling - Plasterboard | 1 | Yes | [9 empty] | FINISHES_mark_for_tagging | CLGE-001
CLGE-002 |  | CEILING: plasterboard, coffered, paint |  |  | Floor finish | 1 | No
CLGE-003 |  | CEILING: timber, clear finish |  |  | Ceiling | 1 | No
CLGE-004 |  | CEILING: timber, paint |  |  | Ceiling - Retail | 1 | No
CLTI-001 |  | CEILING: acoustic, drop-in tiles |  |  | Ceiling | 1 | No | [9 empty] | Basic Ceiling | CLTI-001
CLTI-002 |  | CEILING: acoustic, drop-in tiles, 600 x 1200 |  |  | Ceiling - Acoustic | 1 | Yes | [9 empty] | Basic Ceiling | CLTI-002
CLTI-003 |  | CEILING: acoustic, drop-in tiles, 600 x 600 |  |  | Floor finish | 1 | No
CLTI-004 |  | CEILING: acoustic, drop-in tiles, fabric covered |  |  |  | 1 | No
CLTI-005 |  | CEILING: acoustic, drop-in tiles, fabric covered, 600 x 1200 |  |  |  | 1 | No
CLTI-006 |  | CEILING: acoustic, drop-in tiles, fabric covered, 600 x 600 |  |  | Floor finish | 1 | No
CLTI-007 |  | CEILING: plasterboard, drop-in tiles, prefinished |  |  |  | 1 | No | [9 empty] | Basic Ceiling | CLTI-007
CLTI-008 |  | CEILING: plasterboard, drop-in tiles, prefinished, 600 x 1200 |  |  | Ceiling - Plasterboard | 1 | Yes | [9 empty] | Basic Ceiling | CLTI-008
CLTI-009 |  | CEILING: plasterboard, drop-in tiles, prefinished, 600 x 600 |  |  | Floor finish | 1 | No
CLTI-010 |  | CEILING: plasterboard, drop-in tiles, vinyl faced |  |  |  | 1 | No
CLTI-011 |  | CEILING: plasterboard, drop-in tiles, vinyl faced, 600 x 1200 |  |  | Floor finish | 1 | No
CLTI-012 |  | CEILING: plasterboard, drop-in tiles, vinyl faced, 600 x 600 |  |  |  | 1 | No
CLTI-013 |  | CEILING: plasterboard, water resistant, drop-in tiles, prefinished |  |  |  | 1 | No
CLTI-014 |  | CEILING: plasterboard, water resistant, drop-in tiles, prefinished, 600 x 1200 |  |  | Ceiling - Plasterboard | 1 | Yes | [9 empty] | Basic Ceiling | CLTI-014
CLTI-015 |  | CEILING: plasterboard, water resistant, drop-in tiles, prefinished, 600 x 600 |  |  |  | 1 | No
CLTI-016 |  | CEILING: metal panel, drop-in tiles 1200 x 450, powdercoat |  |  | Floor finish | 1 | No
CLTI-017 |  | CEILING: metal panel, drop-in tiles 1200 x 600, powdercoat |  |  | Floor finish | 1 | No

## DW
Australasian Health Facility Guidelines
ICS DATA SHEET: DOORS, WINDOWS & ACCESSORIES (DW)
Item Code | Project Specific Code | Item Description | Extended Descriptions | Item Code (previous) | Item Description (previous) | Budget Group | In use within Standard Components | Electrical Connection(s) | Data Connection(s) | Cold Water Connection(s) | Hot Water Connection(s) | Warm Water Connection(s) | Tap Connection(s) | Drainage Connection(s) | Gas Connection(s) | Steam Connection(s) | AusHFG Revit Content: Family Name | AusHFG Revit Content: Type Name
DWGE-001 |  | DOOR: 910mm c/o, single leaf, laminated, counter height |  |  | Door - 910mm | 1 | No | [9 empty] | DOOR_910co_single_leaf_counter_height | DWGE-001
DWGE-002 |  | DOOR: 910mm c/o, steel, strongroom, grille gate door, paint |  | DOOR_910co_steel_strongroom_grille_gate DWGE-002_3D Shaded | Doors | 1 | Yes | [9 empty] | DOOR_910co_steel_strongroom_grille_gate | DWGE-002
DWGE-003 |  | DOOR: 910mm c/o, steel, strongroom, security door, paint |  | DOOR_910co_steel_strongroom_security DWGE-003_3D Shaded | Door - 910mm | 1 | Yes | [9 empty] | DOOR_910co_steel_strongroom_security | DWGE-003
DWGE-004 |  | DOOR: coolroom, metal, prefinished |  |  | Doors | 1 | No
DWGE-005 |  | DOOR: decorative, metal, powdercoat |  |  | Doors | 1 | No
DWGE-006 |  | DOOR: double leaf, laminate, counter height |  |  | Wall finish | 1 | No
DWGE-007 |  | DOOR: double leaf, plastic, clear |  |  | Wall Lining | 1 | No
DWGE-008 |  | DOOR: single, cubicle, vinyl wall paper, full height, prefinished |  |  | Doors-Cubicle | 1 | No
DWGE-009 |  | DOOR: single leaf, laminate, prefinished |  |  | Wall finish | 1 | No
DWGE-010 |  | DOOR: single leaf, steel, viewing panel, paint |  |  | Wall protection | 1 | No
DWGE-011 |  | GATE: boom |  |  | Boom Gate | 1 | No
DWGE-012 |  | GATE & SCREEN: child proof |  |  | Security screen - child proof | 1 | No | [9 empty] | GATE_and_SCREEN_child_proof | DWGE-012
DWGE-013 |  | GATE: single leaf, steel, prefinished |  | GATE_SingleLeaf_Steel_Prefinished DWGE-013 - Gate Single Leaf Steel Prefinished_3D Shaded | Wall protection | 1 | Yes | [9 empty] | GATE_SingleLeaf_Steel_Prefinished | DWGE-013 - Gate Single Leaf Steel Prefinished
DWGE-014 |  | GLAZING: safety glass |  |  |  | 1 | No | [9 empty] | OBSERVATION_internal_window_single_pane | DWGE-014
DWGE-015 |  | DOOR: concertina folding leaf |  | DOOR_concertina DWGE-015_3D Shaded |  | 1 | Yes | [9 empty] | DOOR_concertina | DWGE-015
DWGE-016 |  | DOOR: frame only |  | DOOR_frame DWGE-016_3D Shaded |  | 1 | Yes | [9 empty] | DOOR_frame | DWGE-016
DWGE-017 |  | DOOR: concertina folding leaf |  | DOOR_concertina DWGE-015_3D Shaded |  | 1 | Yes | [9 empty] | ADSK_AU_Bifold - 4 Panel (AUS) | DWGE-017
DWGL-001 |  | DOOR: 910mm c/o, single leaf, fully glazed, alum/safety glass, powdercoat/paint |  |  | Doors | 1 | No | [9 empty] | DOOR_910co_single_leaf_fully_glazed | DWGL-001
DWGL-002 |  | DOOR: 910mm c/o, single leaf, half glazed, solid core/glass, paint |  | DOOR_910co_single_leaf_half_glazed DWGL-002_3D Shaded | Door - 910mm | 1 | Yes | [9 empty] | DOOR_910co_single_leaf_half_glazed | DWGL-002
DWGL-003 |  | DOOR: 910mm c/o, single leaf, half glazed, solid core/safety glass, paint |  | DOOR_910co_single_leaf_half_glazed DWGL-003_3D Shaded | Door - 910mm | 1 | Yes | [9 empty] | DOOR_910co_single_leaf_half_glazed | DWGL-003
DWGL-004 |  | DOOR: 910mm c/o, single leaf, half glazed, steel/toughened glass, paint |  |  | Wall protection | 1 | No
DWGL-005 |  | DOOR: 910mm c/o, single leaf, observation panel, solid core/glass, paint |  | DOOR_single_leaf_observation_panel DWGL-005_3D Shaded | Door - 910mm | 1 | Yes | [9 empty] | DOOR_single_leaf_observation_panel | DWGL-005
DWGL-006 |  | DOOR: 910mm c/o, single leaf, observation panel, solid core/lead glass, lead shielding, paint |  | DOOR_single_leaf_observation_panel: DWGL-006 (lead glass) | Door - 910mm | 1 | Yes | [9 empty] | DOOR_single_leaf_observation_panel | DWGL-006 (lead glass)
DWGL-007 |  | DOOR: 910mm c/o, single leaf, observation panel, solid core/safety glass, paint |  | DOOR_single_leaf_observation_panel DWGL-007_3D Shaded | Door - 910mm | 1 | Yes | [9 empty] | DOOR_single_leaf_observation_panel | DWGL-007
DWGL-008 |  | DOOR: 910mm c/o, single leaf, observation panel, steel/toughened glass, paint |  |  | Wall protection | 1 | No
DWGL-011 |  | DOOR: 950mm c/o, single leaf, observation panel, solid core/glass, paint |  | DOOR_950co_single_leaf_observation_panel_solid_core DWGL-011_3D Shaded |  | 1 | Yes | [9 empty] | DOOR_950co_single_leaf_observation_panel_solid_core | DWGL-011
DWGL-015 |  | DOOR: 1050mm c/o, single leaf, observation panel, solid core/glass, paint |  |  | Door - 1050mm | 1 | No | [9 empty] | DOOR_single_leaf_observation_panel | DWGL-015
DWGL-020 |  | DOOR: 1100mm c/o, single leaf, observation panel, solid core/glass, paint |  | DOOR_single_leaf_observation_panel DWGL-020_3D Shaded | Door - 1100mm | 1 | Yes | [9 empty] | DOOR_single_leaf_observation_panel | DWGL-020
DWGL-021 |  | DOOR: 1200mm c/o, 1 1/2 leaf, half glazed, solid core/glass, paint |  |  | Door - 1200mm | 1 | No | [9 empty] | DOOR_one_and_half_leaf_obs_panel | DWGL-021
DWGL-022 |  | DOOR: 1200mm c/o, 1 1/2 leaf, observation panel, solid core/glass, paint |  |  | Door - 1200mm | 1 | No | [9 empty] | DOOR_one_and_half_leaf_obs_panel | DWGL-022
DWGL-023 |  | DOOR: 1200mm c/o, single leaf, half glazed, solid core/glass, paint |  |  |  | 1 | No
DWGL-024 |  | DOOR: 1200mm c/o, single leaf, observation panel, solid core/glass, paint |  |  | Door - 1100mm | 1 | No | [9 empty] | DOOR_single_leaf_observation_panel | DWGL-024
DWGL-025 |  | DOOR: 1100mm c/o, single leaf, observation panel, solid core/ safety glass, paint |  |  | Door - 1100mm | 1 | No | [9 empty] | DOOR_single_leaf_observation_panel | DWGL-025
DWGL-026 |  | DOOR: 1200mm c/o, single leaf, sliding, fixed panel, fully glazed |  | DOOR_single_leaf_fully_glazed_alum_glass: DWGL-026 - 1200c/o Full Glazed Sliding Door |  | 1 | Yes | [9 empty] | DOOR_single_leaf_fully_glazed_alum_glass | DWGL-026 - 1200c/o Full Glazed Sliding Door
DWGL-030 |  | DOOR: 1400mm c/o, 1 1/2 leaf, fully glazed, alum/safety glass, powdercoat/paint |  | DOOR_one_and_half_leaf_fully_glazed DWGL-030_3D Shaded | Door - 1400mm | 1 | Yes | [9 empty] | DOOR_one_and_half_leaf_fully_glazed | DWGL-030
DWGL-031 |  | DOOR: 1400mm c/o, 1 1/2 leaf, half glazed, solid core/glass, paint |  | DOOR_one_and_half_leaf_obs_panel DWGL-031_3D Shaded | Door - 1400mm | 1 | Yes | [9 empty] | DOOR_one_and_half_leaf_obs_panel | DWGL-031
DWGL-032 |  | DOOR: 1400mm c/o, 1 1/2 leaf, half glazed, solid core/safety glass, paint |  | DOOR_one_and_half_leaf_obs_panel DWGL-032_3D Shaded | Wall protection | 1 | Yes | [9 empty] | DOOR_one_and_half_leaf_obs_panel | DWGL-032
DWGL-033 |  | DOOR: 1400mm c/o, 1 1/2 leaf, observation panel, solid core/glass, paint |  | DOOR_one_and_half_leaf_obs_panel DWGL-033_3D Shaded | Door - 1400mm | 1 | Yes | [9 empty] | DOOR_one_and_half_leaf_obs_panel | DWGL-033
DWGL-034 |  | DOOR: 1400mm c/o, 1 1/2 leaf, fully glazed, alum/safety glass, powdercoat/paint, in glazing system |  |  | Door - 1400mm | 1 | No | [9 empty] | DOOR_1400co_1_and_half_leaf_fully_glazed_alum_glass_in_glazing_system | DWGL-034
DWGL-040 |  | DOOR: 1500mm c/o ,1 1/2 leaf, fully glazed, alum/safety glass, powdercoat/paint |  | DOOR_one_and_half_leaf_fully_glazed DWGL-040_3D Shaded | Door - 1500mm | 1 | Yes | [9 empty] | DOOR_one_and_half_leaf_fully_glazed | DWGL-040
DWGL-041 |  | DOOR: 1500mm c/o, 1 1/2 leaf, half glazed, solid core/glass, paint |  | DOOR_one_and_half_leaf_obs_panel DWGL-041_3D Shaded | Door - 1200mm | 1 | Yes | [9 empty] | DOOR_one_and_half_leaf_obs_panel | DWGL-041
DWGL-042 |  | DOOR: 1500mm c/o, 1 1/2 leaf, observation panel, solid core/glass, paint |  |  | Door - 1500mm | 1 | No | [9 empty] | DOOR_1500co_1_and_half_leaf_observation_panel_solid_core | DWGL-042
DWGL-043 |  | DOOR: 1500mm c/o, double leaf, observation panel, solid core/glass, paint |  |  | Door - 1500mm | 1 | No | [9 empty] | DOOR_1500co_double_leaf_observation_panel_solid_core | DWGL-043
DWGL-044 |  | DOOR: 1500mm c/o, single leaf, observation panel, solid core/glass, paint |  |  | Door - 1500mm | 1 | No
DWGL-050 |  | DOOR: 1600mm c/o, double leaf, fully glazed, alum/safety glass, powdercoat/paint |  | DOOR_1600co_double_leaf_fully_glazed_alum_glass DWGL-050_3D Shaded | Door - 1600mmm | 1 | Yes | [9 empty] | DOOR_1600co_double_leaf_fully_glazed_alum_glass | DWGL-050
DWGL-051 |  | DOOR: 1600mm c/o, double leaf, observation panel, solid core/glass, paint |  | DOOR_1600co_double_leaf_observation_panel_solid_core DWGL-051_3D Shaded |  | 1 | Yes | [9 empty] | DOOR_1600co_double_leaf_observation_panel_solid_core | DWGL-051
DWGL-052 |  | DOOR: 1600mm c/o, double leaf, observation panel, solid core/glass, paint |  | DOOR_1600mm_c-o_double_leaf_observation_panel_solid_core-glass_paint DWGL-052_3D Shaded |  | 1 | Yes | [9 empty] | DOOR_1600mm_c-o_double_leaf_observation_panel_solid_core-glass_paint | DWGL-052
DWGL-053 |  | DOOR: 1600mm c/o, double leaf, sliding, observation panel, solid core/glass, paint |  |  |  | 1 | Yes | [9 empty] | DOOR_double_solid_core | DWSC-053
DWGL-060 |  | DOOR: 1800mm c/o, double leaf, half glazed, alum/safety glass, powdercoat/paint |  |  | Wall finish | 1 | No
DWGL-061 |  | DOOR: 1800mm c/o, double leaf, half glazed, solid core/glass, paint |  |  | Wall protection | 1 | Yes
DWGL-062 |  | DOOR: 1800mm c/o, double leaf, observation panel, solid core/glass, paint |  |  | Wall protection | 1 | Yes | [9 empty] | DOOR_1800mm_c-o_double_leaf_observation_panel_solid_core-glass_paint | DWGL-062
DWGL-070 |  | DOOR: triple leaf, revolving, fully glazed, alum/safety glass, powdercoat/paint |  |  | Door - revolving | 1 | No
DWGL-071 |  | DOOR: triple leaf, sliding, fully glazed, alum/safety glass, powdercoat/paint |  | DOOR_triple_leaf_sliding_fully_glazed DWGL-071_3D Shaded | Door - sliding | 1 | Yes | [9 empty] | DOOR_triple_leaf_sliding_fully_glazed | DWGL-071
DWGL-072 |  | DOOR: triple leaf, sliding, fully glazed, alum/safety glass, anodised |  |  | Doors | 1 | No | [9 empty] | DOOR_triple_leaf_sliding_fully_glazed | DWGL-072
DWGL-073 |  | DOOR: 500mm c/o, single leaf, observation panel, solid core/safety glass, paint |  |  | Door - 910mm | 1 | No | [9 empty] | DOOR_single_leaf_observation_panel1 | DWGL-073
DWGL-074 |  | DOOR: 1120mm c/o, 1 1/2 leaf in/out opening, observation panel, solid core/safety glass, paint |  | DOOR_one_and_half_leaf_dual_swing DWGL-074_3D Shaded |  | 1 | Yes | [9 empty] | DOOR_one_and_half_leaf_dual_swing | DWGL-074
DWGL-075 |  | DOOR: 1270mm c/o, single leaf, observation panel, solid core/safety glass, paint |  | DOOR_single_observation_panel_180_swing DWGL-075_3D Shaded |  | 1 | Yes | [9 empty] | DOOR_single_observation_panel_180_swing | DWGL-075
DWGL-076 |  | DOOR: 1600mm c/o, 1 1/2 leaf, observation panel, solid core/glass, paint |  | DOOR_one_and_half_leaf_obs_panel DWGL-076_3D Shaded |  | 1 | Yes | [9 empty] | DOOR_one_and_half_leaf_obs_panel | DWGL-076
DWGL-077 |  | DOOR: 850mm c/o, single leaf, observation panel, solid core/glass, paint |  | DOOR_single_leaf_observation_panel DWGL-077_3D Shaded | Door - 910mm | 1 | Yes | [9 empty] | DOOR_single_leaf_observation_panel | DWGL-077
DWGL-078 |  | DOOR: 1000mm c/o, single leaf, observation panel, solid core/glass, paint |  | DOOR_single_leaf_observation_panel DWGL-020_3D Shaded |  | 1 | Yes | [9 empty] | DOOR_single_leaf_observation_panel
DWOB-001 |  | OBSERVATION: internal window |  |  | Observation | 1 | Yes | [9 empty] | OBSERVATION_internal_window_double_glazed | DWOB-001
DWOB-002 |  | OBSERVATION: internal window, alum/glass, door height, powdercoat |  |  | Observation | 1 | Yes | [9 empty] | OBSERVATION_internal_window_single_pane | DWOB-002
DWOB-003 |  | OBSERVATION: internal window, alum/glass, double glazed, integral venetian blind, powdercoat |  |  | Observation | 1 | Yes | [9 empty] | OBSERVATION_internal_window_double_glazed | DWOB-003
DWOB-004 |  | OBSERVATION: internal window, alum/glass, internal blinds, powdercoat |  |  | Observation | 1 | No | [9 empty] | OBSERVATION_internal_window_double_glazed | DWOB-004
DWOB-005 |  | OBSERVATION: internal window, alum/glass, powdercoat |  |  | Observation | 1 | Yes | [9 empty] | OBSERVATION_internal_window_single_pane | DWOB-005
DWOB-006 |  | OBSERVATION: internal window, alum/safety glass, double glazed, integral venetian blind, powdercoat |  |  | Observation | 1 | Yes | [9 empty] | OBSERVATION_double_glazed | DWOB-006
DWOB-007 |  | OBSERVATION: internal window, alum/safety glass, powdercoat/paint |  |  | Observation | 1 | Yes | [9 empty] | OBSERVATION_internal_window_single_pane | DWOB-007
DWOB-008 |  | OBSERVATION: internal window, double glazed |  |  | Observation | 1 | No
DWOB-009 |  | OBSERVATION: internal window, lead glass, clear |  |  | Observation | 1 | Yes | [9 empty] | OBSERVATION_internal_window_single_pane | DWOB-009
DWOB-010 |  | OBSERVATION: through door/s, glass, clear |  |  | Observation | 1 | Yes | [9 empty] | FINISHES_mark_for_tagging | DWOB-010
DWOB-011 |  | OBSERVATION: through door/s, glass, clear, X-Ray shielded |  |  | Ceiling | 1 | No
DWOB-012 |  | OBSERVATION: through door/s, safety glass, clear |  |  | Observation | 1 | No
DWOB-013 |  | OBSERVATION: through door/s, safety glass, double glazed with integral venetian blind, powdercoat |  |  | Observation | 1 | No | [9 empty] | GLAZING1 | DWOB-013
DWOB-014 |  | OBSERVATION: through door/s, safety glass, opaque |  |  | Ceiling | 1 | No
DWOB-015 |  | OBSERVATION: internal window, alum/safety glass, c/w document and speaking slots |  | OBSERVATION_internal_window_alum-safety_glass_cw_slots DWOB-015_3D Shaded | Observation | 1 | No | [9 empty] | OBSERVATION_internal_window_alum-safety_glass_cw_slots | DWOB-015
DWOB-016 |  | OBSERVATION: internal window, alum/safety glass, one way, powdercoat |  |  | Observation | 1 | Yes | [9 empty] | OBSERVATION_internal_window_single_pane | DWOB-016
DWPR-001 |  | DOOR PROTECTION: kickplate, to 300 AFFL |  | DOOR_PROTECTION_kickplate DWPR-001_3D Shaded | Door protection | 1 | Yes | [9 empty] | DOOR_PROTECTION_kickplate | DWPR-001
DWPR-002 |  | DOOR PROTECTION: kickplate, to 300 AFFL, composite, prefinished |  | DOOR_PROTECTION_kickplate DWPR-002_3D Shaded | Door protection | 1 | No | [9 empty] | DOOR_PROTECTION_kickplate | DWPR-002
DWPR-003 |  | DOOR PROTECTION: kickplate, to 300 AFFL, vinyl, prefinished |  | DOOR_PROTECTION_kickplate DWPR-003_3D Shaded | Door protection | 1 | Yes | [9 empty] | DOOR_PROTECTION_kickplate | DWPR-003
DWPR-004 |  | DOOR PROTECTION: protection plate, to 1200 AFFL, PVC, prefinished |  | DOOR_PROTECTION DWPR-004_3D Shaded | Door protection | 1 | No | [9 empty] | DOOR_PROTECTION | DWPR-004
DWPR-005 |  | DOOR PROTECTION: protection plate to 900 AFFL |  | DOOR_PROTECTION DWPR-005_3D Shaded | Door protection | 1 | Yes | [9 empty] | DOOR_PROTECTION | DWPR-005
DWPR-006 |  | DOOR PROTECTION: protection plate, to 900 AFFL, PVC, prefinished |  | DOOR_PROTECTION DWPR-006_3D Shaded | Door protection | 1 | Yes | [9 empty] | DOOR_PROTECTION | DWPR-006
DWPR-007 |  | DOOR PROTECTION: timber, paint, 100H x 20D nom. |  |  | Doors | 1 | No
DWPR-008 |  | DOOR PROTECTION: timber, paint, 125H x 20D nom. |  |  | Doors | 1 | No
DWPR-009 |  | DOOR PROTECTION: timber, paint, 75H x 20D nom. |  |  | Doors | 1 | No
DWPR-010 |  | DOOR PROTECTION: to door frame, PVC, prefinished |  | DOOR_PROTECTION_to_door_frame DWPR-010_3D Shaded | Door protection | 1 | Yes | [9 empty] | DOOR_PROTECTION_to_door_frame | DWPR-010
DWPR-011 |  | DOOR PROTECTION: protection plate, to full height |  | DOOR_PROTECTION_FH DWPR-011_3D Shaded | Door protection | 1 | Yes | [9 empty] | DOOR_PROTECTION_FH | DWPR-011
DWSC-001 |  | DOOR: 850mm c/o, single leaf, solid core, paint |  | DOOR_single_solid_core DWSC-001_3D Shaded | Door - 850mm | 1 | Yes | [9 empty] | DOOR_single_solid_core | DWSC-001
DWSC-002 |  | DOOR: 850mm c/o, single leaf, sliding, solid core, paint |  |  | Door - sliding 850mm | 1 | No | [9 empty] | DOOR_850co_single_leaf_sliding_solid_core | DWSC-002
DWSC-003 |  | DOOR: 910mm c/o, single leaf, solid core, paint |  | DOOR_single_solid_core DWSC-003_3D Shaded | Door - 910mm | 1 | Yes | [9 empty] | DOOR_single_solid_core | DWSC-003
DWSC-004 |  | DOOR: 850mm c/o, 180 deg swing, single leaf, solid core, paint |  | DOOR_single_solid_core_180_swing DWSC-004_3D Shaded |  | 1 | Yes | [9 empty] | DOOR_single_solid_core_180_swing | DWSC-004
DWSC-005 |  | DOOR: 910mm c/o, single leaf, solid core, lead shielding, paint |  | DOOR_single_solid_core DWSC-005_3D Shaded |  | 1 | Yes | [9 empty] | DOOR_single_solid_core | DWSC-005
DWSC-011 |  | DOOR: 1100mm c/o, single leaf, solid core, paint |  | DOOR_single_solid_core DWSC-011_3D Shaded | Door - 1100mm | 1 | Yes | [9 empty] | DOOR_single_solid_core | DWSC-011
DWSC-012 |  | DOOR: 1200mm c/o, 1 1/2 leaf, solid core, paint |  | DOOR_one_and_half_leaf_solid_core DWSC-012_3D Shaded | Door - 1200mm | 1 | Yes | [9 empty] | DOOR_one_and_half_leaf_solid_core | DWSC-012
DWSC-013 |  | DOOR: 1200mm c/o, single leaf, solid core, paint |  | DOOR_single_solid_core DWSC-013_3D Shaded | Door - 1200mm | 1 | Yes | [9 empty] | DOOR_single_solid_core | DWSC-013
DWSC-014 |  | DOOR: 1350mm c/o, 1 1/2 leaf, solid core |  |  | Door - 1350mm | 1 | No
DWSC-020 |  | DOOR: 1400mm c/o, 1 1/2 leaf, solid core, lead shielding, paint |  |  | Door - 1400mm | 1 | Yes | [9 empty] | DOOR_one_and_half_leaf_solid_core | DWSC-020
DWSC-021 |  | DOOR: 1400mm c/o, 1 1/2 leaf, solid core, paint |  | DOOR_one_and_half_leaf_solid_core DWSC-021_3D Shaded | Door - 1400mm | 1 | Yes | [9 empty] | DOOR_one_and_half_leaf_solid_core | DWSC-021
DWSC-022 |  | DOOR: 1400mm c/o, double leaf, solid core, paint |  |  |  | 1 | No | [9 empty] | DOOR_double_solid_core | DWSC-022
DWSC-025 |  | DOOR: 1500mm c/o, 1 1/2 leaf, solid core, lead shielding, paint |  |  | Door - 1500mm | 1 | No | [9 empty] | DOOR_one_and_half_leaf_solid_core | DWSC-025
DWSC-026 |  | DOOR: 1600mm c/o, 1 1/2 leaf, solid core, lead shielding, paint |  |  | Door - 1600mm | 1 | No | [9 empty] | DOOR_one_and_half_leaf_solid_core | DWSC-026
DWSC-027 |  | DOOR: 1600mm c/o, 1 1/2 leaf, solid core, paint |  | DOOR_one_and_half_leaf_solid_core DWSC-027_3D Shaded | Door - 1600mm | 1 | Yes | [9 empty] | DOOR_one_and_half_leaf_solid_core | DWSC-027
DWSC-032 |  | DOOR: 1800mm c/o, double leaf, solid core,180 deg, paint |  |  | Door - 180 deg 1800mm | 1 | No
DWSC-033 |  | DOOR: 1800mm c/o, double leaf, solid core, paint |  | DOOR_double_solid_core DWSC-033_3D Shaded | Door - 1800mm | 1 | No | [9 empty] | DOOR_double_solid_core | DWSC-033
DWSC-034 |  | DOOR: 1800mm c/o, double leaf, solid core, lead shielding, paint |  | DOOR_double_solid_core DWSC-034_3D Shaded |  | 1 | Yes | [9 empty] | DOOR_double_solid_core | DWSC-034
DWSC-050 |  | DOOR: double leaf, solid core, paint, 180 deg |  | DOOR_double_solid_core DWSC-050_3D Shaded | Door - 180 deg | 1 | No | [9 empty] | DOOR_double_solid_core | DWSC-050
DWSC-051 |  | DOOR: double leaf, solid core, sliding, paint |  |  | Door - sliding | 1 | No | [9 empty] | DOOR_double_leaf_solid_core_sliding_paint | DWSC-051
DWSC-052 |  | DOOR: double leaf, solid core, with lead shielding, paint |  |  | Doors | 1 | No | [9 empty] | DOOR_double_solid_core | DWSC-052
DWSC-053 |  | DOOR: 1600mm c/o, double leaf, solid core, paint |  |  |  | 1 | No | [9 empty] | DOOR_double_solid_core
DWSC-054 |  | DOOR: 720mm c/o, single leaf, solid core, paint |  |  |  | 1 | No | [9 empty] | DOOR_single_solid_core
DWSC-055 |  | DOOR: 660mm c/o, single leaf, solid core, paint |  |  |  | 1 | Yes | [9 empty] | DOOR_single_solid_core
DWWD-001 |  | BLIND: blackout |  | BLIND_blackout DWWD-001_3D Shaded | Blind - blackout | 3 | Yes | [9 empty] | BLIND_blackout | DWWD-001
DWWD-002 |  | BLIND: holland |  | BLIND_roller DWWD-002_3D Shaded | Blind - holland | 3 | Yes | [9 empty] | BLIND_roller | DWWD-002
DWWD-003 |  | BLIND: integral |  | BLIND_venetian DWWD-003_3D Shaded | Blind - integral | 1 | Yes | [9 empty] | BLIND_venetian | DWWD-003
DWWD-004 |  | BLIND: roller |  | BLIND_roller DWWD-004_3D Shaded | Blind - roller | 3 | Yes | [9 empty] | BLIND_roller | DWWD-004
DWWD-005 |  | BLIND: sun & heat block out |  |  | Blind - sun & heat block out | 3 | No
DWWD-006 |  | BLIND: venetian |  | BLIND_venetian DWWD-006_3D Shaded | Blind - Venetian | 3 | No | [9 empty] | BLIND_venetian | DWWD-006
DWWD-007 |  | BLIND: venetian, integral |  | BLIND_venetian DWWD-007_3D Shaded | Blind - Venetian integral | 1 | Yes | [9 empty] | BLIND_venetian | DWWD-007
DWWD-008 |  | BLIND: vertical |  |  | Blind - vertical | 3 | No
DWWD-009 |  | BLIND: with curtains |  |  | Blinds/ curtains | 3 | No
DWWD-010 |  | CONTROL: venetian blind, remote |  | CONTROL_venetian_blind_remote DWWD-010_3D Shaded | Venetian blind remote controller | 1 | Yes | [9 empty] | CONTROL_venetian_blind_remote | DWWD-010
DWWD-011 |  | CURTAIN: window, drapes |  | CURTAIN DWWD-011_3D Shaded | Curtain - window, drapes | 3 | No | [9 empty] | CURTAIN | DWWD-011
DWWD-012 |  | CURTAIN: window, sheer |  |  | Curtain - window, sheer | 3 | No
DWWD-013 |  | WINDOW DRESSING: external window |  | WINDOW_DRESSING_external_window DWWD-013_3D Shaded | External window dressing | 3 | Yes | [9 empty] | WINDOW_DRESSING_external_window | DWWD-013
DWWD-014 |  | WINDOW DRESSING: external window, blackout |  | BLIND_roller DWWD-014_3D Shaded | External window dressing, blackout | 3 | No | [9 empty] | BLIND_roller | DWWD-014
DWWH-001 |  | HATCH: medication, dispensing |  |  | Hatch - medication dispensing | 1 | No
DWWH-002 |  | HATCH: pass-through |  |  | Hatch - pass-through | 1 | Yes
DWWH-003 |  | SHUTTER: roller, automatic |  |  | Roller door - automatic | 1 | No
DWWH-004 |  | SHUTTER: roller, manual |  | SHUTTER_roller_manual DWWH-004_3D Shaded | Roller shutter, manual | 1 | Yes | [9 empty] | SHUTTER_roller_manual | DWWH-004
DWWH-005 |  | WINDOW |  |  | Windows | 1 | Yes | [9 empty] | OBSERVATION_internal_window_double_glazed | DWWH-005
DWWH-006 |  | WINDOW: sky light |  |  | Sky lights | 1 | No
DWWH-007 |  | SHUTTER: for observation panel, magnetic flap for laser protection |  |  |  | 1 | Yes | [9 empty] | FINISHES_mark_for_tagging | DWWH-007

## EL
Australasian Health Facility Guidelines
ICS DATA SHEET: ELECTRICAL SERVICES (EL)
NOTE: services connections are compiled only for equipment items in use in Standard Components & must be verified against equipment selection
Item Code | Project Specific Code | Item Description | Extended Descriptions | Item Code (previous) | Item Description (previous) | Budget Group | In use within Standard Components | Electrical Connection(s) | Data Connection(s) | Cold Water Connection(s) | Hot Water Connection(s) | Warm Water Connection(s) | Tap Connection(s) | Drainage Connection(s) | Gas Connection(s) | Steam Connection(s) | AusHFG Revit Content: Family Name | AusHFG Revit Content: Type Name
ELBO-001 |  | BUTTON: emergency stop |  | BUTTON ELBO-001_3D Shaded | Emergency Stop button | 1 | Yes | [9 empty] | BUTTON | ELBO-001
ELBO-002 |  | CABINET: power distribution |  |  | Cabinet - power distribution | 1 | No
ELBO-003 |  | CONTROL PANEL: lighting |  | CONTROL_PANEL_lighting ELBO-003_3D Shaded | Light Control Panel | 1 | Yes | [9 empty] | CONTROL_PANEL_lighting | ELBO-003
ELBO-004 |  | DISTRIBUTION BOARD |  | DISTRIBUTION_BOARD ELBO-004_3D Shaded | Distribution Board | 1 | No | [9 empty] | DISTRIBUTION_BOARD | ELBO-004
ELBO-005 |  | EQUIPOTENTIAL JUNCTION BOX |  | EQUIPOTENTIAL_JUNCTION_BOX ELBO-005_3D Shaded | Equipotential junction box | 1 | Yes | [9 empty] | EQUIPOTENTIAL_JUNCTION_BOX | ELBO-005
ELBO-006 |  | SWITCHBOARD: main |  |  | Main Switch Board | 1 | No
ELBO-007 |  | SWITCH: emergency isolation |  | BUTTON ELBO-007 - Emergency Isolation Switch_3D Shaded | Emergency Isolation switch | 1 | Yes | [9 empty] | BUTTON | ELBO-007 - Emergency Isolation Switch
ELBO-008 |  | SWITCH: emergency stop |  |  | Emergency Stop switch | 1 | No | [9 empty] | SWITCH | ELBO-008
ELBO-009 |  | SWITCH: "Laser in use" |  | SWITCH_laser_in_use ELBO-009_3D Shaded | Light switches | 1 | Yes | [9 empty] | SWITCH_laser_in_use | ELBO-009
ELBO-010 |  | SWITCH: light, 2-way |  | SWITCH_light_single ELBO-010_3D Shaded | Light switches (2-way) | 1 | Yes | [9 empty] | SWITCH_light_single | ELBO-010
ELBO-011 |  | SWITCH: light, dark room |  |  | Light switches (dark room) | 1 | No
ELBO-012 |  | SWITCH: light, dimmer |  | SWITCH_light_single ELBO-012_3D Shaded | Light switches (dimmer) | 1 | Yes | [9 empty] | SWITCH_light_single | ELBO-012
ELBO-013 |  | SWITCH: light panel |  |  | Light switch panel | 1 | No
ELBO-014 |  | SWITCH: light, pelmet |  |  | Light switches (pelmet) | 1 | No | [9 empty] | SWITCH_light_single | ELBO-014
ELBO-015 |  | SWITCH: light, single |  | SWITCH_light_single ELBO-015_3D Shaded | Light switches | 1 | Yes | [9 empty] | SWITCH_light_single | ELBO-015
ELBO-016 |  | SWITCH: "X-Ray in use" |  | SWITCH_X-Ray_in_use ELBO-016_3D Shaded | Light switches | 1 | Yes | [9 empty] | SWITCH_X-Ray_in_use | ELBO-016
ELBO-018 |  | BUTTON: security, perimeter lockdown |  | BUTTON ELBO-018_3D Shaded | Emergency Stop button | 1 | Yes | [9 empty] | BUTTON | ELBO-018
ELBO-019 |  | BUTTON: last person out |  | BUTTON ELBO-019 - Last Person Out_3D Shaded |  | 1 | Yes | [9 empty] | BUTTON | ELBO-019 - Last Person Out
ELGE-001 |  | DIRECT CONNECTION: power |  | GPO_single_double_vert ELGE-001_3D Shaded | Direct connection | 1 | Yes | [9 empty] | GPO_single_double_vert | ELGE-001
ELGE-002 |  | DIRECT CONNECTION: power, ceiling mounted |  |  | Direct connection | 1 | No | [9 empty] | DIRECT_CONNECTION_power_ceiling_mounted | ELGE-002
ELGE-003 |  | POWER SUPPLY: system, isolated |  |  | Isolated power supply system | 1 | No | [9 empty] | POWER_SUPPLY_system_isolated | ELGE-003
ELGE-004 |  | DIRECT CONNECTION: power, emergency |  | GPO_floor_mounted ELGE-004 - Direction Connection Emergency_3D Shaded |  | 1 | Yes | [9 empty] | GPO_floor_mounted | ELGE-004 - Direction Connection Emergency
ELGP-100 |  | GPO: single |  |  | GPO: Single | 1 | No | [9 empty] | GPO_single_double_vert | ELGP-100 (V)
ELGP-101 |  | GPO: single, ceiling mounted |  | GPO_single_double_ceiling_mounted ELGP-101 (GPO_single, ceiling mounted)_3D Shaded | GPO: single, ceiling mounted | 1 | Yes | [9 empty] | GPO_single_double_ceiling_mounted | ELGP-101 (GPO_single, ceiling mounted)
ELGP-102 |  | GPO: single, ceiling suspended |  |  | GPO:Single Suspended Overhead | 1 | No
ELGP-103 |  | GPO: single, in floorbox |  |  | GPO:Single Floor Services Box | 1 | No
ELGP-104 |  | GPO: single, on pendant |  |  | GPO: Single | 1 | No | [9 empty] | GPO_single_double_vert | ELGP-104
ELGP-105 |  | GPO: single, on services panel |  | GPO_single_double_vert ELGP-105 (V)_3D Shaded | GPO: Single | 1 | Yes | [9 empty] | GPO_single_double_vert | ELGP-105 (V)
ELGP-106 |  | GPO: single, special, for equipment |  | GPO_single_double ELGP-106 (H)_3D Shaded | GPO: Special: for equipment | 1 | Yes | [9 empty] | GPO_single_double | ELGP-106 (H)
ELGP-107 |  | GPO: single, special, for equipment, floor mounted |  |  | GPO: Special: for equipment | 1 | No | [9 empty] | GPO_floor_mounted | ELGP-107
ELGP-108 |  | GPO: single, surface mounted |  |  | GPO: Single | 1 | No
ELGP-109 |  | GPO: single, wall mounted |  | GPO_single_double ELGP-109_3D Shaded | GPO: Single | 1 | Yes | [9 empty] | GPO_single_double | ELGP-109
ELGP-109.1 |  | GPO: single, wall mounted (V) |  | GPO_single_double_vert ELGP-109-1_3D Shaded | GPO: Single | 1 | Yes | [9 empty] | GPO_single_double_vert | ELGP-109.1
ELGP-110 |  | GPO: single, wall mounted, cleaner |  | GPO_single_double ELGP-110_3D Shaded | GPO: Cleaner (H) | 1 | Yes | [9 empty] | GPO_single_double | ELGP-110
ELGP-111 |  | GPO: single, wall mounted, RCD protected |  | GPO_single_double ELGP-111_3D Shaded | GPO:Single 30 Amp | 1 | Yes | [9 empty] | GPO_single_double | ELGP-111
ELGP-112 |  | GPO: single, wall mounted, waterproof |  |  | GPO:Single Waterproof | 1 | No | [9 empty] | GPO_single_double | ELGP-112
ELGP-113 |  | GPO: single, wall mounted, waterproof, RCD protected |  | GPO_single_double ELGP-113 - Single Waterproof RCD_3D Shaded |  | 1 | Yes | [9 empty] | GPO_single_double | ELGP-113 - Single Waterproof RCD
ELGP-120 |  | GPO: emergency power, single |  |  | GPO: Emergency power, single | 1 | No | [9 empty] | GPO_single_double_vert2 | ELGP-120
ELGP-120.1 |  | GPO: emergency power, single (V) |  |  | GPO: Emergency power, single | 1 | No | [9 empty] | GPO_single_double_vert2 | ELGP-120
ELGP-121 |  | GPO: emergency power, single, on pendant |  | GPO_single_double_vert2 ELGP-121-1_3D Shaded | GPO: Emergency power, single | 1 | Yes
ELGP-121.1 |  | GPO: emergency power, single, on pendant (V) |  |  | GPO: Emergency power, single | 1 | No | [9 empty] | GPO_single_double_vert2 | ELGP-121.1
ELGP-122 |  | GPO: emergency power, single, on services panel |  | GPO_single_double_vert2 ELGP-122_3D Shaded | GPO: Emergency power, single | 1 | Yes | [9 empty] | GPO_single_double_vert2 | ELGP-122
ELGP-123 |  | GPO: emergency power, single, wall mounted |  | GPO_emergency_power_single ELGP-123_3D Shaded | GPO: Emergency power, single | 1 | Yes | [9 empty] | GPO_emergency_power_single | ELGP-123
ELGP-123.1 |  | GPO: emergency power, single, wall mounted (V) |  | GPO_single_double_vert2 ELGP-123-1_3D Shaded | GPO: Emergency power, single | 1 | Yes | [9 empty] | GPO_single_double_vert2 | ELGP-123.1
ELGP-125 |  | GPO: emergency power, single, ceiling mounted |  | GPO_single_double_ceiling_mounted ELGP-125_3D Shaded |  | 1 | Yes | [9 empty] | GPO_single_double_ceiling_mounted | ELGP-125
ELGP-130 |  | GPO: UPS, single |  | GPO_single_double ELGP-130 (H)_3D Shaded | GPO: Uninterrupted power single | 1 | Yes | [9 empty] | GPO_single_double | ELGP-130 (H)
ELGP-131 |  | GPO: UPS, single, ceiling suspended |  |  | GPO: Uninterrupted power single | 1 | No
ELGP-132 |  | GPO: UPS, single, on pendant |  | GPO_single_double_vert ELGP-132_3D Shaded | GPO: Uninterrupted power single | 1 | Yes | [9 empty] | GPO_single_double_vert | ELGP-132
ELGP-133 |  | GPO: UPS, single, on services panel |  | GPO_single_double_vert ELGP-133_3D Shaded | GPO: Uninterrupted power single | 1 | Yes | [9 empty] | GPO_single_double_vert | ELGP-133
ELGP-134 |  | GPO: UPS, single, surface mounted |  | GPO_single_double_ceiling_mounted ELGP-134_3D Shaded | GPO: Uninterrupted power single | 1 | No | [9 empty] | GPO_single_double_ceiling_mounted | ELGP-134
ELGP-135 |  | GPO: UPS, single, wall mounted |  | GPO_single_double_vert ELGP-135_3D Shaded | GPO: Uninterrupted power single | 1 | Yes | [9 empty] | GPO_single_double_vert | ELGP-135
ELGP-140 |  | GPO: three phase, single | 3 phase; 3-phase | GPO_single_double_vert2 ELGP-140_3D Shaded |  | 1 | Yes | [9 empty] | GPO_single_double_vert2 | ELGP-140
ELGP-141 |  | GPO: single, intergrated RCD, on services panel |  |  |  | 1 | No | [9 empty] | GPO_single_double_vert | ELGP-141
ELGP-200 |  | GPO: double |  |  | GPO: Double | 1 | No
ELGP-201 |  | GPO: double, ceiling mounted |  |  | GPO:Double Ceiling Mounted | 1 | No
ELGP-202 |  | GPO: double, ceiling suspended |  |  | GPO:Double Suspended Overhead | 1 | No
ELGP-203 |  | GPO: double, in floorbox |  | GPO_floor_mounted ELGP-203_3D Shaded | GPO:Double Floor Services Box | 1 | Yes | [9 empty] | GPO_floor_mounted | ELGP-203
ELGP-204 |  | GPO: double, on pendant |  |  | GPO: Double | 1 | No | [9 empty] | GPO_single_double_vert | ELGP-204
ELGP-205 |  | GPO: double, on services panel |  | GPO_single_double_vert ELGP-205_3D Shaded | GPO: Double | 1 | Yes | [9 empty] | GPO_single_double_vert | ELGP-205
ELGP-206 |  | GPO: double, on services panel, RCD protected |  | GPO_single_double_vert ELGP-206_3D Shaded | GPO:Double RCD | 1 | Yes | [9 empty] | GPO_single_double_vert | ELGP-206
ELGP-207 |  | GPO: double, surface mounted |  |  | GPO: Double | 1 | No
ELGP-208 |  | GPO: double, wall mounted |  | GPO_single_double ELGP-208 (H)_3D Shaded | GPO: Double | 1 | Yes | [9 empty] | GPO_single_double | ELGP-208 (H)
ELGP-208.1 |  | GPO: double, wall mounted (V) |  | GPO_single_double_vert ELGP-208-1 (V)_3D Shaded | GPO: Double | 1 | Yes | [9 empty] | GPO_single_double_vert | ELGP-208.1 (V)
ELGP-209 |  | GPO: double, wall mounted, RCD protected |  | GPO_single_double ELGP-209 (H)_3D Shaded | GPO:Double RCD | 1 | Yes | [9 empty] | GPO_single_double | ELGP-209 (H)
ELGP-209.1 |  | GPO: double, wall mounted, RCD protected (V) |  | GPO_single_double_vert ELGP-209-1 (V)_3D Shaded | GPO:Double RCD | 1 | No | [9 empty] | GPO_single_double_vert | ELGP-209.1 (V)
ELGP-210 |  | GPO: double, wall mounted, waterproof |  |  | GPO:Double Waterproof | 1 | No
ELGP-212 |  | GPO: double, desk box |  | GPO_surface_mounted ELGP-212_3D Shaded |  | 1 | Yes | [9 empty] | GPO_surface_mounted | ELGP-212
ELGP-220 |  | GPO: emergency power, double |  | GPO_single_double_vert ELGP-220-1 (V)_3D Shaded | GPO: Emergency power, double | 1 | No | [9 empty] | GPO_emergency_surface_mounted | ELGP-220
ELGP-220.1 |  | GPO: emergency power, double (V) |  |  | GPO: Emergency power, double | 1 | Yes | [9 empty] | GPO_single_double_vert | ELGP-220.1 (V)
ELGP-221 |  | GPO: emergency power, double, on pendant |  |  | GPO: Emergency power, double | 1 | No
ELGP-221.1 |  | GPO: emergency power, double, on pendant (V) |  |  | GPO: Emergency power, double | 1 | No
ELGP-222 |  | GPO: emergency power, double, on services panel |  | GPO_single_double_vert2 ELGP-222_3D Shaded | GPO: Emergency power, double | 1 | Yes | [9 empty] | GPO_single_double_vert2 | ELGP-222
ELGP-223 |  | GPO: emergency power, double, wall mounted |  | GPO_emergency_power_single ELGP-223_3D Shaded | GPO: Emergency power, double | 1 | Yes | [9 empty] | GPO_emergency_power_single | ELGP-223
ELGP-223.1 |  | GPO: emergency power, double, wall mounted (V) |  | GPO_single_double_vert2 ELGP-223-1_3D Shaded | GPO: Emergency power, double | 1 | Yes | [9 empty] | GPO_single_double_vert2 | ELGP-223.1
ELGP-224 |  | GPO: emergency power, double, desk box |  | GPO_emergency_surface_mounted ELGP-224_3D Shaded |  | 1 | Yes | [9 empty] | GPO_emergency_surface_mounted | ELGP-224
ELGP-225 |  | GPO: emergency power, double, in floorbox |  | GPO_emergency_surface_mounted ELGP-225_3D Shaded |  | 1 | Yes | [9 empty] | GPO_emergency_surface_mounted | ELGP-225
ELGP-235 |  | GPO: UPS, double, wall mounted |  | GPO_single_double ELGP-235 - Double UPS_3D Shaded |  | 1 | Yes | [9 empty] | GPO_single_double | ELGP-235 - Double UPS
ELGP-240 |  | GPO: three phase, double | 3 phase; 3-phase | GPO_single_double ELGP-240_3D Shaded | GPO: Special: 3 phase | 1 | No | [9 empty] | GPO_single_double | ELGP-240
ELGT-001 |  | GENERATOR: diesel |  |  | Generator - diesel | 1 | No
ELGT-002 |  | GENERATOR |  |  | Generator | 1 | No
ELGT-003 |  | GENERATOR: high voltage |  |  | Generator - high voltage | 1 | No
ELGT-004 |  | GENERATOR: vertical |  |  | Generator - vertical | 1 | No
ELGT-005 |  | TRANSFORMER |  |  | Transformer | 1 | No
ELGT-006 |  | TRANSFORMER: step-down |  |  | Transformer: step-down | 3 | No
ELGT-007 |  | UPS: uninterruptable power supply unit |  | UPS_uninterruptable_power_supply_unit ELGT-007_3D Shaded | UPS (uninterruptible power) | 2 | Yes | [9 empty] | UPS_uninterruptable_power_supply_unit | ELGT-007
ELPR-001 |  | BODY PROTECTED ELECTRICAL AREA |  | SYMBOL_BODY_PROTECTED_ELECTRICAL_AREA ELPR-001_3D Shaded | Body protected | 1 | Yes | [9 empty] | SYMBOL_BODY_PROTECTED_ELECTRICAL_AREA | ELPR-001
ELPR-002 |  | CARDIAC PROTECTED ELECTRICAL AREA |  | SYMBOL_CARDIAC_PROTECTED_ELECTRICAL_AREA ELPR-002_3D Shaded | Cardiac protected | 1 | No | [9 empty] | SYMBOL_CARDIAC_PROTECTED_ELECTRICAL_AREA | ELPR-002
ELPR-003 |  | ISOLATOR: electrical, 1ph+n |  | ISOLATOR_electrical_1ph+n ELPR-003_3D Shaded | Electrical Isolator: 1PH+N | 1 | Yes | [9 empty] | ISOLATOR_electrical_1ph+n | ELPR-003
ELPR-004 |  | MONITOR: line isolation |  | POWER_SUPPLY_system_isolated ELPR-004_3D Shaded | Line isolation monitor | 1 | Yes | [9 empty] | POWER_SUPPLY_system_isolated | ELPR-004
ELPR-005 |  | MONITOR: overload |  |  | Overload monitor | 1 | No | [9 empty] | POWER_SUPPLY_system_isolated | ELPR-005
ELPR-006 |  | RCD: residual current device |  | RCD_residual_current_device ELPR-006_3D Shaded | RCD device | 1 | Yes | [9 empty] | RCD_residual_current_device | ELPR-006
ELPR-007 |  | UPS: status indicator |  | UPS_indicator ELPR-007_3D Shaded |  | 1 | Yes | [9 empty] | UPS_indicator | ELPR-007

## FI
Australasian Health Facility Guidelines
ICS DATA SHEET: FIXTURES & FITTINGS (FI)
NOTE: services connections are compiled only for equipment items in use in Standard Components & must be verified against equipment selection
Item Code | Project Specific Code | Item Description | Extended Descriptions | Item Code (previous) | Item Description (previous) | Budget Group | In use within Standard Components | Electrical Connection(s) | Data Connection(s) | Cold Water Connection(s) | Hot Water Connection(s) | Warm Water Connection(s) | Tap Connection(s) | Drainage Connection(s) | Gas Connection(s) | Steam Connection(s) | AusHFG Revit Content: Family Name | AusHFG Revit Content: Type Name
FIBM-001 |  | BLACKBOARD: fixed |  | WHITEBOARD_BLACKBOARD FIBM-001_3D Shaded | Blackboard | 2 | No | [9 empty] | WHITEBOARD_BLACKBOARD | FIBM-001
FIBM-002 |  | MENU BOARD: fixed |  |  | Menu board | 1 | No
FIBM-003 |  | MIRROR: fixed, acrylic |  |  | Mirror - acrylic | 1 | No | [9 empty] | MIRROR2 | FIBM-003
FIBM-004 |  | MIRROR: fixed, convex, tamper proof, anti ligature |  | MIRROR_fixed_convex FIBM-004_3D Shaded | Mirror - convex | 1 | Yes | [9 empty] | MIRROR_fixed_convex | FIBM-004
FIBM-005 |  | MIRROR: fixed, glass, 1200H nom. |  | MIRROR1 FIBM-005_3D Shaded | Mirror | 1 | Yes | [9 empty] | MIRROR1 | FIBM-005
FIBM-006 |  | MIRROR: fixed, glass |  | MIRROR2 FIBM-006_3D Shaded | Mirror | 1 | Yes | [9 empty] | MIRROR2 | FIBM-006
FIBM-007 |  | MIRROR: fixed, glass, full length |  | MIRROR1 FIBM-007_3D Shaded | Mirror - full length | 1 | Yes | [9 empty] | MIRROR1 | FIBM-007
FIBM-008 |  | MIRROR: fixed, reflector steel |  |  | Mirror - reflector steel | 1 | No
FIBM-009 |  | MIRROR: fixed, reflector steel, tilted |  |  | Mirror - reflector steel, tilted | 1 | No
FIBM-010 |  | MIRROR: fixed, safety glass, full length |  | MIRROR2 FIBM-010_3D Shaded | Mirror - safety glass | 1 | Yes | [9 empty] | MIRROR2 | FIBM-010
FIBM-011 |  | MIRROR: hinged, glass |  |  | Mirror - hinged | 3 | No | [9 empty] | MIRROR2 | FIBM-011
FIBM-012 |  | NOTICEBOARD: fixed, cork |  |  | Pinboard - cork | 2 | No
FIBM-013 |  | NOTICEBOARD: fixed, fabric covered |  | WALL_panel1 FIBM-013_3D Shaded | Pinboard - fabric covered | 1 | Yes | [9 empty] | WALL_panel1 | FIBM-013
FIBM-014 |  | NOTICEBOARD: fixed, synthetic |  |  | Pinboard - synthetic | 2 | No
FIBM-015 |  | NOTICEBOARD: fixed, velcro |  | WALL_panel1 FIBM-015_3D Shaded | Velcro board | 2 | Yes | [9 empty] | WALL_panel1 | FIBM-015
FIBM-016 |  | NOTICEBOARD/WHITEBOARD: fixed, combined unit |  | NOTICEBOARD-WHITEBOARD_fixed_combined_unit FIBM-016_3D Shaded | Pinboard/ whiteboard combination | 2 | Yes | [9 empty] | NOTICEBOARD-WHITEBOARD_fixed_combined_unit | FIBM-016
FIBM-017 |  | PEGBOARD: fixed |  |  | Pegboard | 1 | No
FIBM-018 |  | WHITEBOARD: fixed |  | WHITEBOARD_BLACKBOARD FIBM-018_3D Shaded | Whiteboard | 2 | Yes | [9 empty] | WHITEBOARD_BLACKBOARD | FIBM-018
FIBM-019 |  | WHITEBOARD: fixed, magnetic |  | WHITEBOARD_BLACKBOARD FIBM-019_3D Shaded | Whiteboard - magnetic | 2 | Yes | [9 empty] | WHITEBOARD_BLACKBOARD | FIBM-019
FIBM-020 |  | WHITEBOARD: mobile |  |  | Whiteboard - mobile | 3 | No
FIBM-021 |  | WHITEBOARD: mobile, electronic |  |  | Whiteboard - electronic | 3 | No
FIBM-022 |  | MIRROR: fixed, safety glass, toughened and laminated, anti ligature |  | MIRROR_MH FIBM-022_3D Shaded |  | 1 | Yes | [9 empty] | MIRROR_MH | FIBM-022
FIDI-001 |  | DISPENSER: alcohol based hand rub |  | DISPENSER FIDI-001 (alcohol based hand rub)_3D Shaded | Dispenser - alcohol rub | 2 | Yes | [9 empty] | DISPENSER | FIDI-001 (alcohol based hand rub)
FIDI-002 |  | DISPENSER: apron |  |  | Dispenser - apron | 2 | Yes
FIDI-003 |  | DISPENSER: bedroll |  | DISPENSER FIDI-003_3D Shaded | Dispenser - bed roll | 2 | Yes | [9 empty] | DISPENSER | FIDI-003
FIDI-004 |  | DISPENSER: bubble wrap |  |  | Dispenser - bubble wrap | 2 | No
FIDI-005 |  | DISPENSER: carton holder |  |  | Dispenser - carton holder | 2 | No
FIDI-006 |  | DISPENSER: cleaning wipes |  | DISPENSER FIDI-006_3D Shaded | Dispenser - cleaning wipes | 2 | Yes | [9 empty] | DISPENSER | FIDI-006
FIDI-007 |  | DISPENSER: cutlery |  |  | Dispenser - cutlery | 3 | No
FIDI-008 |  | DISPENSER: detergent |  | DISPENSER FIDI-008_3D Shaded | Dispenser - detergent | 2 | Yes | [9 empty] | DISPENSER | FIDI-008
FIDI-009 |  | DISPENSER: detergent auto |  |  | Dispenser - detergent auto | 2 | No
FIDI-010 |  | DISPENSER: detergent/chemical mixer |  | DISPENSER_detergent-chemical_mixer FIDI-010_3D Shaded | Dispenser - detergent/ chemical mixer | 2 | Yes |  |  | yes |  |  | yes |  |  |  | DISPENSER_detergent-chemical_mixer | FIDI-010
FIDI-011 |  | DISPENSER: dishwasher chemical |  |  | Dispenser - dishwasher chemical | 2 | No
FIDI-012 |  | DISPENSER: disinfectant |  |  | Dispenser - disinfectant | 2 | No
FIDI-013 |  | DISPENSER: disposable cup |  |  | Dispenser - disposable cup | 2 | No
FIDI-014 |  | DISPENSER: disposable glove |  | DISPENSER FIDI-014_3D Shaded | Dispenser - disposable glove | 2 | Yes | [9 empty] | DISPENSER | FIDI-014
FIDI-015 |  | DISPENSER: disposable hat |  |  | Dispenser - disposable hat | 2 | No
FIDI-016 |  | DISPENSER: emesis bags |  |  | Dispenser - emesis bags | 2 | Yes
FIDI-017 |  | DISPENSER: goggles |  | DISPENSER FIDI-017_3D Shaded | Dispenser - goggles | 2 | Yes | [9 empty] | DISPENSER | FIDI-017
FIDI-018 |  | DISPENSER: gown |  | DISPENSER FIDI-018_3D Shaded | Dispenser - gown | 2 | Yes | [9 empty] | DISPENSER | FIDI-018
FIDI-019 |  | DISPENSER: gown/apron |  | DISPENSER FIDI-019_3D Shaded | Dispenser - gown/apron | 2 | Yes | [9 empty] | DISPENSER | FIDI-019
FIDI-020 |  | DISPENSER: hand cloth |  |  | Dispenser - hand cloth | 2 | No
FIDI-021 |  | DISPENSER: mask |  | DISPENSER FIDI-021_3D Shaded | Dispenser - mask | 2 | Yes | [9 empty] | DISPENSER | FIDI-021
FIDI-022 |  | DISPENSER: moisturiser |  | DISPENSER FIDI-022_3D Shaded | Dispenser - moisturiser | 2 | Yes | [9 empty] | DISPENSER | FIDI-022
FIDI-023 |  | DISPENSER: moisturiser with sunscreen |  |  | Dispenser - moisturiser with sunscreen | 2 | No
FIDI-024 |  | DISPENSER: non-woven wrap |  |  | Dispenser - non-woven wrap | 3 | No
FIDI-025 |  | DISPENSER: paper/hand towel |  | DISPENSER FIDI-025_3D Shaded | Dispenser - paper/ hand towel | 2 | Yes | [9 empty] | DISPENSER | FIDI-025
FIDI-026 |  | DISPENSER: paper/hand towel, built-in |  |  | Dispenser - paper/ hand towel, built-in | 1 | No
FIDI-027 |  | DISPENSER: paper towel/wastebin combination |  |  | Dispenser - paper towel/ wastebin combo | 1 | No
FIDI-028 |  | DISPENSER: scrub brush |  | DISPENSER FIDI-028_3D Shaded | Dispenser - scrub brush | 2 | Yes | [9 empty] | DISPENSER | FIDI-028
FIDI-029 |  | DISPENSER: shampoo |  |  | Dispenser - shampoo | 2 | No
FIDI-030 |  | DISPENSER: soap |  | DISPENSER FIDI-030_3D Shaded | Dispenser - soap | 2 | Yes | [9 empty] | DISPENSER | FIDI-030
FIDI-031 |  | DISPENSER: soap antiseptic |  |  | Dispenser - soap antiseptic | 2 | Yes | [9 empty] | DISPENSER | FIDI-031
FIDI-032 |  | DISPENSER: soap, built-in |  |  | Dispenser - soap, built-in | 1 | No
FIDI-033 |  | DISPENSER: syrup |  |  | Dispenser - syrup | 1 | No
FIDI-034 |  | DISPENSER: tape |  |  | Dispenser - tape | 3 | No
FIDI-035 |  | DISPENSER: tissue |  |  | Dispenser: tissue | 3 | No
FIDI-036 |  | DISPENSER: toilet paper |  | DISPENSER_toilet_paper FIDI-036_3D Shaded | Dispenser - toilet paper | 1 | Yes | [9 empty] | DISPENSER_toilet_paper | FIDI-036
FIDI-037 |  | DISPENSER: toilet paper, large |  |  | Dispenser - toilet paper (large) | 1 | No | [9 empty] | DISPENSER_toilet_paper_large | FIDI-037
FIDI-038 |  | DISPENSER: toilet paper, recessed |  | DISPENSER_toilet_paper_recessed FIDI-038 (anti ligature)_3D Shaded | Holder - toilet paper, recessed | 1 | Yes | [9 empty] | DISPENSER_toilet_paper_recessed | FIDI-038 (anti ligature)
FIDI-039 |  | DISPENSER: universal |  |  | Dispenser - universal | 2 | No
FIDI-040 |  | HOLDER: brochure |  |  | Holder - brochure | 3 | No
FIDI-041 |  | HOLDER: CPU |  |  | CPU Holder | 3 | No
FIDI-042 |  | HOLDER: document, A4 perspex |  |  | Holder - document, A4 perspex | 3 | No
FIDI-043 |  | HOLDER: goggles/glasses |  |  | Holder - goggles / glasses | 3 | No
FIDI-044 |  | HOLDER: magazine |  |  | Holder - magazine | 3 | No
FIDI-045 |  | HOLDER: medical record |  |  | Holder - medical record | 3 | No
FIDI-046 |  | HOLDER: oxygen equipment |  |  | Holder - oxygen equipment | 3 | No
FIDI-047 |  | HOLDER: soap, non-recessed |  |  | Soap holder | 1 | No
FIDI-048 |  | HOLDER: soap, recessed |  |  | Soap holder - recessed | 1 | No
FIDI-049 |  | HOLDER: soap/shampoo, non-recessed |  | HOLDER_soap-shampoo_non-recessed FIDI-049_3D Shaded | Soap / shampoo holder | 1 | Yes | [9 empty] | HOLDER_soap-shampoo_non-recessed | FIDI-049
FIDI-050 |  | HOLDER: soap/shampoo, recessed, horizontal format |  |  | Soap / shampoo holder - recessed (h) | 1 | No
FIDI-051 |  | HOLDER: soap/shampoo, recessed, vertical format |  | HOLDER_SoapShampoo_Recessed FIDI-051 - Recessed Soap Shampoo Shelf_3D Shaded | Soap / shampoo holder - recessed (v) | 1 | Yes | [9 empty] | HOLDER_SoapShampoo_Recessed | FIDI-051 - Recessed Soap Shampoo Shelf
FIDI-052 |  | DISPENSER: sticker roll |  | DISPENSER FIDI-052 - Sticker Roll_3D Shaded | Dispenser - bed roll | 2 | Yes | [9 empty] | DISPENSER | FIDI-052 - Sticker Roll
FIDI-053 |  | DISPENSER: velcro |  | DISPENSER FIDI-053 - Velco Dispenser_3D Shaded | Dispenser - bed roll | 2 | Yes | [9 empty] | DISPENSER | FIDI-053 - Velco Dispenser
FIDI-054 |  | DISPENSER: ppe combination |  | DISPENSER FIDI-054 - PPE Combination_3D Shaded | Dispenser - mask | 2 | Yes | [9 empty] | DISPENSER | FIDI-054 - PPE Combination
FIDI-055 | FIDI-051 | DISPENSER: umbrella cover |  |  |  | 3 | Yes
FIDI-056 | FIDI-056 | HOLDER: document, A4 |  |  |  | 2 | Yes
FIDI-057 |  | DISPENSER: eye wash bottles |  |  |  | 2 | Yes | [9 empty] | m_E205030_Dispenser-EyeWash-Bottle | PPPP-139
FIGE-001 |  | BENCH SEAT: fixed, fold up/down, wet area, wall mounted |  | BENCH_SEAT_fixed_fold_up-down_wall_mounted FIGE-001_3D Shaded | Shower seat - fold up | 1 | Yes | [9 empty] | BENCH_SEAT_fixed_fold_up-down_wall_mounted | FIGE-001
FIGE-002 |  | BENCH SEAT: fixed, hop over, fold up/down |  |  |  | 1 | No
FIGE-003 |  | BENCH SEAT: fixed, indoor |  | BENCH_SEAT_fixed FIGE-003_3D Shaded | Bench seat | 1 | Yes | [9 empty] | BENCH_SEAT_fixed | FIGE-003
FIGE-004 |  | BENCH SEAT: fixed, indoor, adj lockers |  |  | Bench seat | 1 | No | [9 empty] | BENCH_SEAT_fixed | FIGE-004
FIGE-005 |  | BENCH SEAT: fixed, outdoor |  |  | Bench seat - outdoor | 1 | No
FIGE-006 |  | CARREL: study |  |  | Corral - study | 3 | No
FIGE-007 |  | SEATING: fixed, carrel, for round table |  |  | Corral seating - for round table | 1 | No
FIGE-008 |  | STOOL: fixed |  |  | Stool - fixed | 1 | No
FIGE-009 |  | PLATFORM: equipment washing, wall mounted |  | PLATFORM_equipment_washing FIGE-009_3D Shaded | Platform - equipment washing | 1 | Yes | [9 empty] | PLATFORM_equipment_washing | FIGE-009
FIGE-010 |  | PASSTHROUGH: to bench |  | TRAY_document_pass_through FIGE-010_3D Shaded |  | 1 | Yes | [9 empty] | TRAY_document_pass_through | FIGE-010
FIGE-011 |  | BACKREST: accessible toilet |  | BACKREST_AccessibleToilet FIGE-011 - WC Backrest_3D Shaded |  | 1 | Yes | [9 empty] | BACKREST_AccessibleToilet | FIGE-011 - WC Backrest
FIHR-001 |  | BRACKET: arm, cable/hose support, wall mounted |  |  | Cable/hose support arm - wall mount | 3 | No | [9 empty] | BRACKET_arm_cable-hose_support_wall_mounted | FIHR-001
FIHR-002 |  | BRACKET: for CCTV camera, ceiling mounted | Closed-circuit Television | BRACKET_for_display_ceiling FIHR-002_3D Shaded | Bracket - CCTV camera | 1 | Yes | [9 empty] | BRACKET_for_display_ceiling | FIHR-002
FIHR-003 |  | BRACKET: for data projector, ceiling mounted |  |  | Bracket - projector data | 1 | No
FIHR-004 |  | BRACKET: for display screen, ceiling mounted |  | BRACKET_for_display_ceiling FIHR-004_3D Shaded | Bracket - patient entertainment, ceiling | 1 | Yes | [9 empty] | BRACKET_for_display_ceiling | FIHR-004
FIHR-005 |  | BRACKET: for display screen, PACS, wall mounted |  | BRACKET_for_display1 FIHR-005_3D Shaded | Bracket - PACS | 3 | Yes | [9 empty] | BRACKET_for_display1 | FIHR-005
FIHR-006 |  | BRACKET: for display screen, wall mounted |  | BRACKET_for_display1 FIHR-006_3D Shaded | Bracket LCD monitor | 2 | Yes | [9 empty] | BRACKET_for_display1 | FIHR-006
FIHR-007 |  | BRACKET: for dryer |  | BRACKET_for_dryer FIHR-007_3D Shaded | Bracket - wall | 1 | Yes | [9 empty] | BRACKET_for_dryer | FIHR-007
FIHR-008 |  | BRACKET: for gas cylinder, 1 cylinder |  |  |  | 1 | No | [9 empty] | BRACKET_gas_cyl | FIHR-008
FIHR-009 |  | BRACKET: for gas cylinder, 2 cylinder |  |  | Bracket - gas cylinder, 2 cylinder | 1 | No | [9 empty] | BRACKET_gas_cyl | FIHR-009
FIHR-010 |  | BRACKET: for gas cylinder, 4 cylinder |  |  | Bracket - gas cylinder, 4 cylinder | 1 | No | [9 empty] | BRACKET_gas_cyl | FIHR-010
FIHR-011 |  | BRACKET: for monitor, wall mounted |  | BRACKET_for_display FIHR-011_3D Shaded | Bracket - monitor | 2 | Yes | [9 empty] | BRACKET_for_display | FIHR-011
FIHR-012 |  | BRACKET: for monitor, cardiac |  |  | Bracket - cardiac monitor | 3 | No | [9 empty] | BRACKET_for_monitor_cardiac | FIHR-012
FIHR-013 |  | BRACKET: for monitor, ECG |  | BRACKET_for_monitor_ECG FIHR-013_3D Shaded | Bracket - ECG monitor | 3 | No | [9 empty] | BRACKET_for_monitor_ECG | FIHR-013
FIHR-014 |  | BRACKET: for otoscope |  |  | Bracket - otoscope | 2 | No
FIHR-015 |  | BRACKET: for projector |  |  | Bracket: projector | 3 | No
FIHR-016 |  | BRACKET: for sharps bin |  | BRACKET_for_sharps_bin FIHR-016_3D Shaded | Bracket - sharps | 2 | Yes | [9 empty] | BRACKET_for_sharps_bin | FIHR-016
FIHR-017 |  | BRACKET: for sphygmomanometer |  |  | Bracket - sphygmomanometer | 2 | No
FIHR-018 |  | BRACKET: for storage bins |  |  | Bracket - storage bins | 2 | No
FIHR-019 |  | BRACKET: for suction bottle |  | BRACKET_for_suction_bottle FIHR-019_3D Shaded | Bracket - suction bottle | 2 | Yes | [9 empty] | BRACKET_for_suction_bottle | FIHR-019
FIHR-020 |  | BRACKET: for television set, ceiling mounted |  |  | Bracket - television, ceiling | 1 | No
FIHR-021 |  | BRACKET: for television set, wall mounted |  |  | Bracket - television, wall mount | 1 | No | [9 empty] | BRACKET_for_display | FIHR-021
FIHR-022 |  | BRACKET: for wire baskets |  |  | Bracket - wire baskets | 2 | No
FIHR-023 |  | HANGER: lead apron, mobile |  |  | Hanger - lead apron, mobile | 3 | No | [9 empty] | m_E104020_Hanger-LeadApronMobile | Typical
FIHR-024 |  | HOLDER: patient chart |  |  | Holder - patient chart | 3 | No
FIHR-025 |  | HOOK: catheter bag |  | HOOK2 FIHR-025_3D Shaded | Hook - for catheter bag | 1 | Yes | [9 empty] | HOOK2 | FIHR-025
FIHR-026 |  | HOOK: coat |  | HOOK2 FIHR-026_3D Shaded | Coathook | 1 | Yes | [9 empty] | HOOK2 | FIHR-026
FIHR-027 |  | HOOK: coat, collapsible, anti ligature |  | HOOK_MH FIHR-027_3D Shaded | Coathook - collapsible, anti-ligature | 1 | Yes | [9 empty] | HOOK_MH | FIHR-027
FIHR-028 |  | HOOK: endoscope |  |  | Hook - endoscope | 1 | No | [9 empty] | HOOK2 | FIHR-028
FIHR-029 |  | HOOK: equipment |  | HOOK1 FIHR-029_3D Shaded | Hook - equipment | 1 | Yes | [9 empty] | HOOK1 | FIHR-029
FIHR-030 |  | HOOK: equipment, on mounting plate |  | HOOK1 FIHR-030_3D Shaded | Hooks - equipment, on mounting plate | 1 | Yes | [9 empty] | HOOK1 | FIHR-030
FIHR-031 |  | HOOK: heavy duty |  |  | Hook - heavy duty | 1 | No | [9 empty] | HOOK_heavy_duty | FIHR-031
FIHR-032 |  | HOOK: IV, wall mounted |  |  | Hook - for IV flasks | 1 | No | [9 empty] | HOOK2 | FIHR-032
FIHR-033 |  | PANEL: for storage bins, wall mount |  | PANEL_for_storage_bins_wall_mount FIHR-033 - Bins Wall Panel_3D Shaded | Wire panel - for storage-bins | 1 | Yes | [9 empty] | PANEL_for_storage_bins_wall_mount | FIHR-033 - Bins Wall Panel
FIHR-034 |  | PEGS: crutch |  |  | Crutch pegs | 1 | No
FIHR-035 |  | POLE: hanging, fixed |  |  | Pole - hanging, fixed | 1 | No
FIHR-036 |  | RACK: bicycle |  |  | Rack - bicycle | 1 | No
FIHR-037 |  | RACK: boot |  |  | Rack - boot | 3 | No
FIHR-038 |  | RACK: bowl/basin |  | RACK_bowl-basin FIHR-038_3D Shaded | Rack - bowl / basin | 1 | Yes | [9 empty] | RACK_bowl-basin | FIHR-038
FIHR-039 |  | RACK: broom |  |  | Hook rack - brooms | 1 | No
FIHR-040 |  | RACK: broom/mop |  | RACK_mop FIHR-040_3D Shaded | Hook rack - broom/ mop | 1 | Yes | [9 empty] | RACK_mop | FIHR-040
FIHR-041 |  | RACK: coathooks |  |  | Rack - coathook | 1 | No
FIHR-042 |  | RACK: drying |  |  | Rack - drying | 1 | No | [9 empty] | RACK_drying_PP | FIHR-042
FIHR-043 |  | RACK: EVA, sheets storage |  |  | Rack - EVA sheets storage rack | 1 | No
FIHR-044 |  | RACK: lead apron |  | RACK_lead_apron FIHR-044_3D Shaded | Rack - lead apron | 1 | Yes | [9 empty] | RACK_lead_apron | FIHR-044
FIHR-045 |  | RACK: magazine/pamphlet |  | RACK_magazine-pamphlet FIHR-045_3D Shaded | Rack - magazine/ pamphlet | 2 | Yes | [9 empty] | RACK_magazine-pamphlet | FIHR-045
FIHR-046 |  | RACK: magazine/pamphlet, small |  |  | Rack - magazine/ pamphlet | 3 | No | [9 empty] | RACK_magazine-pamphlet_small | FIHR-046
FIHR-047 |  | RACK: magazine, wall mounted |  |  | Rack - magazine | 3 | No | [9 empty] | RACK_magazine_wall_mounted | FIHR-047
FIHR-048 |  | RACK: metalware |  |  | Rack - metal ware | 3 | No
FIHR-049 |  | RACK: mop |  |  | Hook rack - mops | 1 | No | [9 empty] | RACK_mop | FIHR-049
FIHR-050 |  | RACK: pallets |  |  | Rack - for pallets | 1 | No
FIHR-051 |  | RACK: pamphlet |  |  | Rack - pamphlet | 3 | No
FIHR-052 |  | RACK: pan |  |  | Rack - pan | 1 | No
FIHR-053 |  | RACK: pan & urinal |  | RACK_pan_and_urinal FIHR-053_3D Shaded | Rack - pan & urinal | 1 | Yes | [9 empty] | RACK_pan_and_urinal | FIHR-053
FIHR-054 |  | RACK: pot, stainless steel |  |  | Rack - pot, stainless steel | 1 | No
FIHR-055 |  | RACK: scanhead |  | RACK_scanhead FIHR-055_3D Shaded | Rack - scanhead storage | 3 | Yes | [9 empty] | RACK_scanhead | FIHR-055
FIHR-056 |  | RACK: shoe |  |  | Rack - shoe | 3 | No
FIHR-057 |  | RACK: sorting |  |  | Sorting rack | 3 | No
FIHR-058 |  | RACK: swabs |  |  | Rack - swabs | 3 | No
FIHR-059 |  | RACK: urinal |  |  | Rack - bottle | 3 | No
FIHR-060 |  | RACK: utensil |  |  | Rack - utensil | 1 | No
FIHR-061 |  | RACK: weights |  | RACK_Weights FIHR-061 - Weights Rack_3D Shaded | Rack - weights | 3 | Yes | [9 empty] | RACK_Weights | FIHR-061 - Weights Rack
FIHR-062 |  | RACK: wire basket |  | RACK_wire_baskets FIHR-062_3D Shaded | Rack - wire basket | 2 | Yes | [9 empty] | RACK_wire_baskets | FIHR-062
FIHR-063 |  | BRACKET: for all-in-one computer, with keyboard shelf, wall mounted |  | BRACKET_Computer_AllInOne_WallMounted FIHR-063_3D Shaded | Workstation - computer | 2 | Yes | [9 empty] | BRACKET_Computer_AllInOne_WallMounted | FIHR-063
FIHR-064 |  | BRACKET: for display screen, arm mounted, rotating |  | BRACKET_for display screen_on pendant arm FIHR-064_3D Shaded |  | 2 | Yes | [9 empty] | BRACKET_for display screen_on pendant arm | FIHR-064
FIHR-065 |  | BRACKET: for bench, 450D, wall mounted |  | BRACKET_bench_cantilever FIHR-065_3D Shaded |  | 1 | Yes | [9 empty] | BRACKET_bench_cantilever | FIHR-065
FIHR-066 |  | BRACKET: for display screen, wall mounted, articulated, adj height |  | BRACKET_monitor_articulated_height_adj FIHR-066_3D Shaded |  | 2 | Yes | [9 empty] | BRACKET_monitor_articulated_height_adj | FIHR-066
FIHR-067 |  | BRACKET: for monitor, wall mounted, articulated, adj height |  | BRACKET_monitor_articulated_height_adj FIHR-067_3D Shaded |  | 2 | Yes | [9 empty] | BRACKET_monitor_articulated_height_adj | FIHR-067
FIHR-068 |  | BRACKET: for alcohol based hand rub, attached to bed |  | BRACKET_for handrub, attached to bed FIHR-068_3D Shaded |  | 3 | Yes | [9 empty] | BRACKET_for handrub, attached to bed | FIHR-068
FIHR-069 |  | RACK: bottle |  | RACK_urinal FIHR-069_3D Shaded | Rack - pan | 1 | Yes | [9 empty] | RACK_urinal | FIHR-069
FIHR-070 |  | BRACKET: for display screen, dual, desk mounted |  | BRACKET_dual_monitor_desktop FIHR-070_3D Shaded |  | 3 | Yes | [9 empty] | BRACKET_dual_monitor_desktop | FIHR-070
FIHR-071 |  | BRACKET: for E2/G2 cylinder, 1 cylinder |  | BRACKET_gas_cyl_E2_G2 FIHR-071_3D Shaded | Bracket - gas cylinder, 4 cylinder | 1 | No | [9 empty] | BRACKET_gas_cyl_E2_G2 | FIHR-071
FIHR-075 |  | BRACKET: for computer CPU, underdesk mounted |  | BRACKET_CPU FIHR-075_3D Shaded | Workstation - computer | 2 | Yes | [9 empty] | BRACKET_CPU | FIHR-075
FIHR-076 |  | BRACKET: for display screen, triple, desk mounted |  | BRACKET_triple_monitor_desktop FIHR-076_3D Shaded | Bracket - monitor | 3 | Yes | [9 empty] | BRACKET_triple_monitor_desktop | FIHR-076
FIHR-077 |  | BRACKET: for observation camera, ceiling mounted | Closed-circuit Television | BRACKET_Camera_CeilingMounted FIHR-077 - Observation Camera Bracket_3D Shaded | Bracket - CCTV camera | 2 | Yes | [9 empty] | BRACKET_Camera_CeilingMounted | FIHR-077 - Observation Camera Bracket
FIHR-078 |  | BRACKET: for observation camera, wall mounted | Closed-circuit Television | BRACKET_camera_wall_mounted FIHR-078_3D Shaded | Bracket - CCTV camera | 2 | Yes | [9 empty] | BRACKET_camera_wall_mounted | FIHR-078
FIHR-080 |  | BRACKET: for bench, 750D, wall mounted |  | BRACKET_bench_cantilever FIHR-080 - 750D Bracket_3D Shaded |  | 1 | Yes | [9 empty] | BRACKET_bench_cantilever | FIHR-080 - 750D Bracket
FIHR-081 |  | BRACKET: for all-in-one computer, with keyboard shelf, wall mounted, articulated |  | BRACKET_computer_allinone_articulated FIHR-081_3D Shaded |  | 2 | Yes | [9 empty] | BRACKET_computer_allinone_articulated | FIHR-081
FIHR-082 |  | BRACKET: for observation camera, MRI Safe, wall mounted | Closed-circuit Television | BRACKET_observation_camera FIHR-082_3D Shaded | Bracket - CCTV camera | 2 | Yes | [9 empty] | BRACKET_observation_camera | FIHR-082
FIHR-083 |  | BRACKET: for neonatal camera, crib mounted | Closed-circuit Television | BRACKET_neonatal_camera FIHR-083_3D Shaded | Bracket - CCTV camera | 2 | Yes | [9 empty] | BRACKET_neonatal_camera | FIHR-083
FIHR-084 |  | BRACKET: for oxygen and air mixer | Closed-circuit Television | BRACKET_oxygen_and_air_mixer FIHR-084_3D Shaded | Bracket - CCTV camera | 2 | Yes | [9 empty] | BRACKET_oxygen_and_air_mixer | FIHR-084
FIHR-085 |  | BRACKET: for neonatal monitor, crib mounted | Closed-circuit Television | BRACKET_monitor_neonatal_crib_mounted FIHR-085_3D Shaded | Bracket - CCTV camera | 2 | Yes | [9 empty] | BRACKET_monitor_neonatal_crib_mounted | FIHR-085
FIHR-086 |  | BRACKET: for CPAP ventilator, wall mounted | Closed-circuit Television | BRACKET_CPAP_ventilator FIHR-086_3D Shaded | Bracket - CCTV camera | 2 | Yes | [9 empty] | BRACKET_CPAP_ventilator | FIHR-086
FIHR-087 |  | BRACKET: for display screen, single, desk mounted |  |  |  | 3 | No | [9 empty] | BRACKET_DisplayScreen_Single_Desktop | FIHR-087 - Single Display Bracket
FIHR-088 |  | BRACKET: for monitor, desk mounted, articulated, adj height |  | BRACKET_Monitor_Articulated_BenchMounted FIHR-088 - Articulated Monitor Bracket_3D Shaded |  | 2 | Yes | [9 empty] | BRACKET_Monitor_Articulated_BenchMounted | FIHR-088 - Articulated Monitor Bracket
FIHR-089 |  | BRACKET: surface guided radiation therapy system, ceiling mounted |  | BRACKET_Camera_CeilingMounted FIHR-089 - Surface Guided System Bracket_3D Shaded |  | 1 | Yes | [9 empty] | BRACKET_Camera_CeilingMounted | FIHR-089 - Surface Guided System Bracket
FIHR-090 |  | BRACKET: for oxygen cylinder, trolley mounted |  | BRACKET_OxygenCylinder FIHR-090 - Cylinder Bracket_3D Shaded |  | 2 | Yes | [9 empty] | BRACKET_OxygenCylinder | FIHR-090 - Cylinder Bracket
FIHR-091 |  | RACK: lead apron, single |  | RACK_LeadApron_Single FIHR-091 - Lead Apron Single_3D Shaded | Hanger - lead apron, mobile | 3 | Yes | [9 empty] | RACK_LeadApron_Single | FIHR-091 - Lead Apron Single
FIHR-092 |  | HOOK: anchor, patient ladder |  | HOOK_PatientAnchor FIHR-092 - Patient Ladder Anchor_3D Shaded |  | 1 | Yes | [9 empty] | HOOK_PatientAnchor | FIHR-092 - Patient Ladder Anchor
FIHR-093 |  | BRACKET: keyboard shelf, wall mounted |  | BRACKET_KeyBoardShelf_WallMounted FIHR-093 - Bracket for Keyboard_3D Shaded |  | 2 | Yes | [9 empty] | BRACKET_KeyBoardShelf_WallMounted | FIHR-093 - Bracket for Keyboard
FIJO-009 |  | COUNTER: 250D, top, triage |  |  |  |  | No
FIJO-010 |  | BENCH: 450D, open under |  | BENCH1 FIJO-010_3D Shaded |  | 1 | Yes | [9 empty] | BENCH1 | FIJO-010
FIJO-011 |  | BENCH: 450D, open under, laminate finish |  | BENCH_open_under FIJO-011 (450D, laminate)_3D Shaded | Bench - laminate | 1 | Yes | [9 empty] | BENCH_open_under | FIJO-011 (450D, laminate)
FIJO-012 |  | BENCH: 450D, open under, stainless steel lipped |  |  | Bench - stainless steel | 1 | No
FIJO-013 |  | BENCH: 450D, open under, stainless steel |  | BENCH1 FIJO-013_3D Shaded |  | 1 | Yes | [9 empty] | BENCH1 | FIJO-013
FIJO-017 |  | BENCH: 600D, open under |  | BENCH1 FIJO-017_3D Shaded |  | 1 | Yes | [9 empty] | BENCH1 | FIJO-017
FIJO-020 |  | BENCH: 600D, open under, laminate finish |  | BENCH_open_under FIJO-020 (600D, laminate)_3D Shaded | Bench - laminate, free standing | 1 | Yes | [9 empty] | BENCH_open_under | FIJO-020 (600D, laminate)
FIJO-021 |  | BENCH: 600D, open under, stainless steel lipped |  | BENCH1 FIJO-021_3D Shaded | Bench - stainless steel | 1 | Yes | [9 empty] | BENCH1 | FIJO-021
FIJO-022 |  | BENCH: 600D, open under, resinate finish, mobile |  | BENCH_open_under FIJO-022 (600D, open under, resinate finish)_3D Shaded | Bench - resinate, mobile | 3 | No | [9 empty] | BENCH_open_under | FIJO-022 (600D, open under, resinate finish)
FIJO-029 |  | BENCH: 750D, open under, X-ray |  | BENCH_xray_control_booth FIJO-029_3D Shaded |  | 1 | Yes | [9 empty] | BENCH_xray_control_booth | FIJO-029
FIJO-030 |  | BENCH: 750D, open under |  |  |  | 1 | No | [9 empty] | BENCH1 | FIJO-030
FIJO-031 |  | BENCH: 750D, open under, laminate finish |  | BENCH1 FIJO-031_3D Shaded | Bench - laminate | 1 | Yes | [9 empty] | BENCH1 | FIJO-031
FIJO-032 |  | BENCH: 750D, open under, stainless steel lipped |  |  | Bench - stainless steel | 1 | No | [9 empty] | BENCH1 | FIJO-032 (750D, open under, steel lipped)
FIJO-033 |  | BENCH: 600D, open under, laminate finish, corner unit |  | JOINERY_UNIT_counter_top_and_screen_under FIJO-033_3D Shaded | Bench - laminate | 1 | No | [9 empty] | JOINERY_UNIT_counter_top_and_screen_under | FIJO-033
FIJO-037 |  | BENCH: 900D, open under |  |  |  | 1 | No | [9 empty] | BENCH1 | FIJO-037
FIJO-038 |  | BENCH: 900D, open under, laminate finish |  |  | Bench - laminate | 1 | Yes
FIJO-039 |  | BENCH: 900D, open under, stainless steel lipped |  |  | Bench - stainless steel | 1 | No
FIJO-044 |  | BENCH: special depth, open under |  | BENCH1 FIJO-044 (special depth open under)_3D Shaded | Bench - workstation, Pharmacy, freestanding | 1 | No | [9 empty] | BENCH1 | FIJO-044 (special depth open under)
FIJO-045 |  | BENCH: special depth, open under, laminate finish |  | BENCH1 FIJO-045_3D Shaded |  | 1 | No | [9 empty] | BENCH1 | FIJO-045
FIJO-046 |  | BENCH: special depth, open under, stainless steel lipped |  |  | Bench - stainless steel | 1 | No
FIJO-051 |  | BENCH TOP: 450D, joinery under |  | BENCH1 FIJO-051 - 450D Joinery Under_3D Shaded |  | 1 | Yes | [9 empty] | BENCH1 | FIJO-051 - 450D Joinery Under
FIJO-052 |  | BENCH TOP: 450D, joinery under, laminate finish |  | BENCH3 FIJO-052_3D Shaded | Bench - laminate | 1 | No | [9 empty] | BENCH3 | FIJO-052
FIJO-053 |  | BENCH TOP: 450D, joinery under, stainless steel lipped |  |  | Bench - stainless steel | 1 | No
FIJO-058 |  | BENCH TOP: 600D, joinery under |  | BENCH1 FIJO-058 - 600D Joinery Under_3D Shaded |  | 1 | Yes | [9 empty] | BENCH1 | FIJO-058 - 600D Joinery Under
FIJO-059 |  | BENCH TOP: 600D, joinery under, laminate finish |  | BENCH1 FIJO-059_3D Shaded | Bench - laminate | 1 | Yes | [9 empty] | BENCH1 | FIJO-059
FIJO-060 |  | BENCH TOP: 600D, joinery under, stainless steel lipped |  | BENCH1 FIJO-060_3D Shaded | Bench - stainless steel | 1 | Yes | [9 empty] | BENCH1 | FIJO-060
FIJO-068 |  | BENCH TOP: 750D, joinery under |  |  |  | 1 | No
FIJO-069 |  | BENCH TOP: 750D, joinery under, laminate finish |  | BENCH3 FIJO-069_3D Shaded | Bench - laminate | 1 | Yes | [9 empty] | BENCH3 | FIJO-069
FIJO-070 |  | BENCH TOP: 750D, joinery under, stainless steel lipped |  |  | Bench - stainless steel | 1 | No
FIJO-075 |  | BENCH TOP: 900D, joinery under |  |  |  | 1 | No
FIJO-076 |  | BENCH TOP: 900D, joinery under, laminate finish |  |  | Bench - laminate | 1 | No | [9 empty] | BENCH1 | FIJO-076
FIJO-077 |  | BENCH TOP: 900D, joinery under, stainless steel lipped |  |  | Bench - stainless steel | 1 | No
FIJO-082 |  | BENCH TOP: special depth, joinery under |  |  | Bench - laminate | 1 | No | [9 empty] | BENCH1 | FIJO-082
FIJO-083 |  | BENCH TOP: special depth, joinery under, laminate finish |  |  | Bench - laminate | 1 | No | [9 empty] | BENCH1 | FIJO-083
FIJO-084 |  | BENCH TOP: special depth, joinery under, stainless steel lipped |  |  | Bench - stainless steel | 1 | No
FIJO-099 |  | CAC: cable access cap |  | CAP_cable_access FIJO-099_3D Shaded |  | 3 | Yes | [9 empty] | CAP_cable_access | FIJO-099
FIJO-100 |  | BENCH LEGS: stainless steel, for bench top |  | BENCH_LEGS_stainless_steel_for_bench_top FIJO-100 (stainless steel, for bench top)_3D Shaded | Bench - stainless steel | 1 | Yes | [9 empty] | BENCH_LEGS_stainless_steel_for_bench_top | FIJO-100 (stainless steel, for bench top)
FIJO-101 |  | CUPBOARD: bench mount, single door, lockable |  |  | Cupboard - medication, lockable | 1 | No | [9 empty] | CUPBOARD_bench_mount_single_door | FIJO-101
FIJO-102 |  | CUPBOARD: drawer unit |  | CUPBOARD_drawer_unit_4_equal FIJO-102_3D Shaded | Cupboard - drawer unit | 1 | Yes | [9 empty] | CUPBOARD_drawer_unit_4_equal | FIJO-102
FIJO-103 |  | CUPBOARD: drawer unit, 2 equal, 1 file |  |  | Drawer unit - 2-Equal+1-File | 1 | No
FIJO-104 |  | CUPBOARD: drawer unit, 3 equal |  | CUPBOARD_drawer_unit_3_equal FIJO-104_3D Shaded | Drawer unit - 3-Equal | 1 | Yes | [9 empty] | CUPBOARD_drawer_unit_3_equal | FIJO-104
FIJO-105 |  | CUPBOARD: drawer unit, 3 equal, 1 file |  |  | Drawer unit - 3-Equal+1-File | 1 | No
FIJO-106 |  | CUPBOARD: drawer unit, 4 equal |  | CUPBOARD_drawer_unit_4_equal FIJO-106 (4x equal)_3D Shaded | Drawer unit - 4-Equal | 1 | Yes | [9 empty] | CUPBOARD_drawer_unit_4_equal | FIJO-106 (4x equal)
FIJO-107 |  | CUPBOARD: drawer unit, 5 equal |  |  | Drawer unit - 5-Equal | 1 | No
FIJO-108 |  | CUPBOARD: drawer unit, baskets, 3 x Wire (400mm wide) |  | CUPBOARD_drawer_unit_baskets_3_wire FIJO-108_3D Shaded | Drawer unit - baskets, 3-Wire (400mm wide) | 1 | Yes | [9 empty] | CUPBOARD_drawer_unit_baskets_3_wire | FIJO-108
FIJO-109 |  | CUPBOARD: drawer unit, baskets, 3 x Wire (600mm wide) |  |  | Drawer unit - baskets, 3-Wire (600mm wide) | 1 | No
FIJO-110 |  | CUPBOARD: drawer unit, baskets, 3 x Wire+Door |  |  | Drawer unit - baskets, 3-Wire+Door | 1 | No
FIJO-111 |  | CUPBOARD: drawer unit, baskets, 5 x Wire |  |  | Drawer unit - baskets, 5-Wire | 1 | No
FIJO-112 |  | CUPBOARD: drawer unit, baskets, mobile, 3 x Wire |  |  | Drawer unit - baskets, mobile, 3-Wire | 1 | No
FIJO-113 |  | CUPBOARD: drawer unit, baskets, mobile, 9 x Wire |  |  | Drawer unit - baskets, mobile, 9-Wire | 1 | No
FIJO-114 |  | CUPBOARD: drawer unit, lockable |  | CUPBOARD_drawer_unit_2_equal FIJO-114 - 2 Drawer Unit_3D Shaded | Drawer unit - lockable | 1 | Yes | [9 empty] | CUPBOARD_drawer_unit_2_equal | FIJO-114 - 2 Drawer Unit
FIJO-115 |  | CUPBOARD: drawer unit, wire basket |  |  | Drawer unit - wire basket | 1 | No
FIJO-116 |  | CUPBOARD: tall, double door, adj shelves |  | CUPBOARD_tall_double_door_adj_shelves FIJO-116_3D Shaded | Cupboard - door ht adj. shelves | 1 | Yes | [9 empty] | CUPBOARD_tall_double_door_adj_shelves | FIJO-116
FIJO-117 |  | CUPBOARD: tall, double door, adj shelves, lockable |  | CUPBOARD_tall_double_door_adj_shelves FIJO-117 (lockable)_3D Shaded | Cupboard - double door lockable | 1 | Yes | [9 empty] | CUPBOARD_tall_double_door_adj_shelves | FIJO-117 (lockable)
FIJO-118 |  | CUPBOARD: tall, double door, adj shelves, lockable, metal |  |  | Cupboard - metal, 2 door | 3 | No
FIJO-119 |  | CUPBOARD: tall, double door, pharmacy shelves, lockable |  |  | Shelves - pharmacy storage | 1 | No | [9 empty] | CUPBOARD_tall_double_door_pharmacy_shelves | FIJO-119
FIJO-120 |  | CUPBOARD: tall, double door, sliding, adj shelves |  |  | Cupboard - sliding doors, adj shelves | 3 | No | [9 empty] | CUPBOARD_tall_double_door_sliding_adj_shelves | FIJO-120
FIJO-121 |  | CUPBOARD: tall, double door, sliding and glazed, adj shelves |  |  | Cupboard - with glazed doors | 3 | No | [9 empty] | CUPBOARD_sliding_glazed_doors | FIJO-121
FIJO-122 |  | CUPBOARD: tall, double door, to conceal services |  |  | Cupboard - special | 1 | No
FIJO-123 |  | CUPBOARD: tall, double sliding door, glazed, catheter hanging |  |  | Cupboard - catheter hanging | 1 | No | [9 empty] | CUPBOARD_sliding_glazed_doors | FIJO-123
FIJO-124 |  | CUPBOARD: tall, triple door, adj shelves, lockable |  | CUPBOARD_tall_triple_door_adj_shelves FIJO-124_3D Shaded |  | 1 | Yes | [9 empty] | CUPBOARD_tall_triple_door_adj_shelves | FIJO-124
FIJO-125 |  | CUPBOARD: tall, endoscope hanging, with vents | Non-serviced item. See also serviced endoscope cabinet in MM grouping. |  | Cupboard - endoscope hanging | 1 | No | [9 empty] | CUPBOARD_tall_double_door_adj_shelves | FIJO-125
FIJO-126 |  | CUPBOARD: tall, shelf unit, adj shelves |  |  | Shelving unit - adjustable, full height | 1 | No | [9 empty] | CUPBOARD_tall_shelf_unit_adj_shelves | FIJO-126
FIJO-127 |  | CUPBOARD: tall, shelf unit, adj shelves, heavy duty |  | CUPBOARD_tall_shelf_unit_adj_shelves_heavy_duty FIJO-127_3D Shaded | Shelving unit - heavy duty | 1 | No | [9 empty] | CUPBOARD_tall_shelf_unit_adj_shelves_heavy_duty | FIJO-127
FIJO-128 |  | CUPBOARD: tall, shelf unit, pharmacy shelves |  |  | Shelving - pharmacy stock flow | 3 | No | [9 empty] | CUPBOARD_tall_shelf_unit_pharmacy_shelves | FIJO-128
FIJO-129 |  | CUPBOARD: tall, single door, adj shelves |  | CUPBOARD_tall_single_door_adj_shelves FIJO-129(PP) - Single Door_3D Shaded |  | 1 | Yes | [9 empty] | CUPBOARD_tall_single_door_adj_shelves | FIJO-129(PP) - Single Door
FIJO-130 |  | CUPBOARD: tall, single door, adj shelves and clothes rail |  | CUPBOARD_tall_single_door_adj_shelves_and_clothes_rail FIJO-130_3D Shaded | Cupboard - wardrobe | 1 | Yes | [9 empty] | CUPBOARD_tall_single_door_adj_shelves_and_clothes_rail | FIJO-130
FIJO-131 |  | CUPBOARD: tall, single door, adj shelves, lockable |  | CUPBOARD_tall_single_door_adj_shelves FIJO-131 (lockable)_3D Shaded | Cupboard - double door lockable | 1 | Yes | [9 empty] | CUPBOARD_tall_single_door_adj_shelves | FIJO-131 (lockable)
FIJO-132 |  | CUPBOARD: tall, single door, adj shelves, lockable, metal |  |  | Cupboard - steel | 3 | No
FIJO-133 |  | CUPBOARD: tall, single door, fixed shelves, anti ligature |  |  | Cupboard - wardrobe | 1 | No | [9 empty] | CUPBOARD_tall_single_door_fixed_shelves_anti_ligature | FIJO-133
FIJO-134 |  | CUPBOARD: tall, shelf unit, fixed shelves, anti-ligature, 600D |  | CUPBOARD_tall_shelf_unit_fixed_shelves_anti_ligature FIJO-134_3D Shaded |  | 1 | Yes | [9 empty] | CUPBOARD_tall_shelf_unit_fixed_shelves_anti_ligature | FIJO-134
FIJO-135 |  | CUPBOARD: underbench, double door, adj shelves |  | CUPBOARD_underbench_double_door_adj_shelves FIJO-135_3D Shaded | Cupboard - under bench | 1 | Yes | [9 empty] | CUPBOARD_underbench_double_door_adj_shelves | FIJO-135
FIJO-136 |  | CUPBOARD: underbench, double door, adj shelves, lockable |  | CUPBOARD_underbench_double_door_adj_shelves FIJO-136 (lockable)_3D Shaded | Cupboard - under bench, lockable | 1 | Yes | [9 empty] | CUPBOARD_underbench_double_door_adj_shelves | FIJO-136 (lockable)
FIJO-137 |  | CUPBOARD: underbench, no door, adj shelves |  |  | Cupboard - full ht, adj shelves | 1 | No
FIJO-138 |  | CUPBOARD: underbench, no door, fixed shelves |  |  | Cupboard - adjustable shelves | 1 | No | [9 empty] | CUPBOARD_underbench_no_door_fixed_shelves | FIJO-138
FIJO-139 |  | CUPBOARD: underbench, shelf unit, pharmacy shelves |  |  | Shelving - pharmacy stock flow | 3 | No | [9 empty] | CUPBOARD_underbench_shelf_unit_pharmacy_shelves | FIJO-139
FIJO-140 |  | CUPBOARD: underbench, single door, adj shelves |  | CUPBOARD_underbench_single_door_adj_shelves FIJO-140_3D Shaded | Cupboard - under bench | 1 | Yes | [9 empty] | CUPBOARD_underbench_single_door_adj_shelves | FIJO-140
FIJO-141 |  | CUPBOARD: underbench, single door, adj shelves, lockable |  | CUPBOARD_underbench_single_door_adj_shelves FIJO-141 (lockable)_3D Shaded | Cupboard - under bench | 1 | Yes | [9 empty] | CUPBOARD_underbench_single_door_adj_shelves | FIJO-141 (lockable)
FIJO-142 |  | CUPBOARD: underbench, single, adj shelves, with single drawer |  | CUPBOARD_underbench_single_adj_shelves_with_single_drawer FIJO-142_3D Shaded | Storage unit - under bench | 1 | Yes | [9 empty] | CUPBOARD_underbench_single_adj_shelves_with_single_drawer | FIJO-142
FIJO-143 |  | CUPBOARD: wall mount, double door, adj shelves |  | CUPBOARD_wall_mount_double_door_adj_shelves FIJO-143_3D Shaded | Cupboard - wall mounted | 1 | Yes | [9 empty] | CUPBOARD_wall_mount_double_door_adj_shelves | FIJO-143
FIJO-144 |  | CUPBOARD: wall mount, double door, adj shelves, anti ligature |  | CUPBOARD_wall_mount_double_door_adj_shelves FIJO-144 (anti ligature)_3D Shaded | Overbench double door (785w) | 1 | Yes | [9 empty] | CUPBOARD_wall_mount_double_door_adj_shelves | FIJO-144 (anti ligature)
FIJO-145 |  | CUPBOARD: wall mount, double door, adj shelves, lockable |  | CUPBOARD_wall_mount_double_door_adj_shelves FIJO-145 (lockable)_3D Shaded | Cupboard - wall mounted, lockable | 1 | Yes | [9 empty] | CUPBOARD_wall_mount_double_door_adj_shelves | FIJO-145 (lockable)
FIJO-146 |  | CUPBOARD: wall mount, double door, adj shelves, waterproof carcassing | for urinalysis |  | Cupboard - urinalysis | 1 | No | [9 empty] | CUPBOARD_wall_mount_double_door_adj_shelves | FIJO-146 (waterproof)
FIJO-147 |  | CUPBOARD: wall mount, double door, glazed, adj shelves |  |  | Cupboard - wall mount, glass front | 1 | No | [9 empty] | CUPBOARD_wall_mount_double_door_glazed_adj_shelves | FIJO-147
FIJO-148 |  | CUPBOARD: wall mount, double door, glazed, adj shelves, lockable |  | CUPBOARD_wall_mount_double_door_glazed_adj_shelves FIJO-148 (lockable)_3D Shaded | Shelving unit - over bench | 1 | Yes | [9 empty] | CUPBOARD_wall_mount_double_door_glazed_adj_shelves | FIJO-148 (lockable)
FIJO-149 |  | CUPBOARD: wall mount, double door, to conceal extract |  |  | Cupboard - wall mounted | 1 | No
FIJO-152 |  | CUPBOARD: wall mount, shelf unit, adj shelves |  | CUPBOARD_wall_mount_shelf_unit_adj_shelves FIJO-152 (adj shelves)_3D Shaded | Shelving unit - adjustable | 1 | Yes | [9 empty] | CUPBOARD_wall_mount_shelf_unit_adj_shelves | FIJO-152 (adj shelves)
FIJO-153 |  | CUPBOARD: wall mount, shelf unit, adj shelves for microwave |  | CUPBOARD_wall_mount_shelf_unit_adj_shelves_for_microwave FIJO-153_3D Shaded | Shelving unit - microwave | 1 | No | [9 empty] | CUPBOARD_wall_mount_shelf_unit_adj_shelves_for_microwave | FIJO-153
FIJO-154 |  | CUPBOARD: wall mount, shelf unit, fixed shelves |  | CUPBOARD_wall_mount_shelf_unit_fixed_shelves1 FIJO-154_3D Shaded | Shelving unit - fixed shelves | 1 | No | [9 empty] | CUPBOARD_wall_mount_shelf_unit_fixed_shelves1 | FIJO-154
FIJO-155 |  | CUPBOARD: wall mount, shelf unit, fixed shelves |  |  | Shelving unit - PPE | 1 | No | [9 empty] | CUPBOARD_wall_mount_shelf_unit_fixed_shelves2 | FIJO-155
FIJO-156 |  | CUPBOARD: wall mount, single door, adj shelves |  | CUPBOARD_wall_mount_single_door_adj_shelves FIJO-156_3D Shaded | Cupboard - wall mounted, single | 1 | Yes | [9 empty] | CUPBOARD_wall_mount_single_door_adj_shelves | FIJO-156
FIJO-157 |  | CUPBOARD: wall mount, single door, adj shelves, lockable |  | CUPBOARD_wall_mount_single_door_adj_shelves FIJO-157 (lockable)_3D Shaded | Cupboard - wall mounted, lockable | 1 | Yes | [9 empty] | CUPBOARD_wall_mount_single_door_adj_shelves | FIJO-157 (lockable)
FIJO-158 |  | CUPBOARD: wall mount, single door, adj shelves, waterproof carcassing |  |  | Cupboard - urinalysis | 1 | No | [9 empty] | CUPBOARD_wall_mount_single_door_adj_shelves2 | FIJO-158
FIJO-159 |  | CUPBOARD: wall mount, single door, glazed, adj shelves, lockable |  | CUPBOARD_wall_mount_single_door_glazed_adj_shelves FIJO-159_3D Shaded | Cupboard - wall mounted, overbench, adjustable shelf, lockable | 1 | Yes | [9 empty] | CUPBOARD_wall_mount_single_door_glazed_adj_shelves | FIJO-159
FIJO-160 |  | CUPBOARD: wall mount, double door, fixed shelf over |  | CUPBOARD_wall_mount_double_door_shelf_over FIJO-160_3D Shaded |  | 1 | No | [9 empty] | CUPBOARD_wall_mount_double_door_shelf_over | FIJO-160
FIJO-161 |  | CUPBOARD: tall, double door, adj shelves and clothes rail |  |  |  | 1 | No | [9 empty] | LAMINATED TALL CUPBOARD - WARDROBE DOUBLE DOOR | FIJO-161
FIJO-162 |  | CUPBOARD: tall, single door, to conceal services |  | CUPBOARD_tall_single_door_to_conceal_services FIJO-162 2_3D Shaded |  | 1 | Yes | [9 empty] | CUPBOARD_tall_single_door_to_conceal_services | FIJO-162 2
FIJO-163 |  | CUPBOARD: tall, single microwave |  | CUPBOARD_Tall_Microwave_Single FIJO-163 - Single Microwave Cupboard_3D Shaded |  | 1 | Yes | [9 empty] | CUPBOARD_Tall_Microwave_Single | FIJO-163 - Single Microwave Cupboard
FIJO-164 |  | CUPBOARD: tall, double microwave |  | CUPBOARD_Tall_Microwave_Double FIJO-164 - Double Microwave Cupboard_3D Shaded |  | 1 | Yes | [9 empty] | CUPBOARD_Tall_Microwave_Double | FIJO-164 - Double Microwave Cupboard
FIJO-165 |  | CUPBOARD: tall, applicator storage, radiotherapy |  | CUPBOARD_Tall_ApplicatorStorage_Radiotherapy FIJO-165 - Applicator Storage_3D Shaded |  | 1 | Yes | [9 empty] | CUPBOARD_Tall_ApplicatorStorage_Radiotherapy | FIJO-165 - Applicator Storage
FIJO-166 |  | CUPBOARD: tall, shelving, horizontal patient device storage, radiotherapy |  | CUPBOARD_Tall_Shelves_Horizontal_Radiotherapy FIJO-166 - Horizontal Patient Device Storage_3D Shaded |  | 1 | Yes | [9 empty] | CUPBOARD_Tall_Shelves_Horizontal_Radiotherapy | FIJO-166 - Horizontal Patient Device Storage
FIJO-167 |  | CUPBOARD: tall, shelving, vertical patient device storage, radiotherapy |  | CUPBOARD_Tall_Shelves_Vertical_Radiotherapy FIJO-167 - Vertical Patient Device Storage_3D Shaded |  | 1 | Yes | [9 empty] | CUPBOARD_Tall_Shelves_Vertical_Radiotherapy | FIJO-167 - Vertical Patient Device Storage
FIJO-170 |  | JOINERY UNIT: counter top and screen under |  | COUNTER_top FIJO-170_3D Shaded | Counter top | 1 | No | [9 empty] | COUNTER_top | FIJO-170
FIJO-171 |  | JOINERY UNIT: counter top and screen under, accessible |  | JOINERY_UNIT_counter_top_and_screen_under_accessible FIJO-171_3D Shaded | Counter - accessible | 1 | No | [9 empty] | JOINERY_UNIT_counter_top_and_screen_under_accessible | FIJO-171
FIJO-172 |  | JOINERY UNIT: counter top, lift up |  |  | Counter top - lift up | 1 | No
FIJO-173 |  | JOINERY UNIT: altar |  |  | Speaking desk/ altar | 1 | No
FIJO-174 |  | JOINERY UNIT: counter front |  |  | Counter front | 1 | No
FIJO-175 |  | JOINERY UNIT: lectern, fixed |  |  | Rostrum | 1 | No
FIJO-176 |  | JOINERY UNIT: pidgeon holes for X-Ray films |  |  | Pigeon-hole unit | 1 | No | [9 empty] | JOINERY_UNIT_pidgeon_holes_for_X-Ray_films | FIJO-176
FIJO-177 |  | JOINERY UNIT: reception desk, high performance surfaces |  | JOINERY_UNIT_reception_desk5 FIJO-177_3D Shaded | Reception desk - high performance surfaces | 1 | No | [9 empty] | JOINERY_UNIT_reception_desk5 | FIJO-177
FIJO-178 |  | JOINERY UNIT: staff station |  | JOINERY_UNIT_StaffStation FIJO-178 - Staff Station_3D Shaded | Staff station - high performance surfaces | 1 | Yes | [9 empty] | JOINERY_UNIT_StaffStation | FIJO-178 - Staff Station
FIJO-179 |  | JOINERY UNIT: staff station, laminate |  |  | Staff Station - laminate | 1 | No
FIJO-180 |  | JOINERY UNIT: stationery slots |  | STATIONERY_SLOTS FIJO-180_3D Shaded | Stationery slots | 1 | No | [9 empty] | STATIONERY_SLOTS | FIJO-180
FIJO-181 |  | JOINERY UNIT: vanity, single basin |  |  | Basin vanity top | 1 | Yes | [9 empty] | JOINERY_UNIT_vanity_single_basin | FIJO-181
FIJO-182 |  | JOINERY UNIT: reception desk |  | JOINERYUNIT_ReceptionDesk_PP FIJO-182(PP) - Reception Desk_3D Shaded | Reception desk - laminate/ timber | 1 | Yes | [9 empty] | JOINERYUNIT_ReceptionDesk_PP | FIJO-182(PP) - Reception Desk
FIJO-182.2 |  | JOINERY UNIT: reception desk |  |  | Reception desk - laminate/ timber | 1 | No | [9 empty] | JOINERYUNIT_ReceptionDesk_PP | FIJO-182(PP) - Reception Desk
FIJO-182.3 |  | JOINERY UNIT: reception desk |  |  | Reception desk - laminate/ timber | 1 | No | [9 empty] | JOINERYUNIT_ReceptionDesk_PP | FIJO-182(PP) - Reception Desk
FIJO-182.4 |  | JOINERY UNIT: reception desk |  |  | Reception desk - laminate/ timber | 1 | No | [9 empty] | JOINERY_UNIT_reception_desk1 | FIJO-182
FIJO-183 |  | JOINERY UNIT: vanity, multiple basins |  |  | Shelf - vanity | 1 | No | [9 empty] | VANITY_multiple_basins | FIJO-183
FIJO-184 |  | CUPBOARD: underbench, double door, no shelves, no toeplate, lockable |  | CUPBOARD_underbench_double_door_no_toeplate FIJO-184_3D Shaded |  | 1 | Yes | [9 empty] | CUPBOARD_underbench_double_door_no_toeplate | FIJO-184
FIJO-185 |  | JOINERY UNIT: counter top and screen under, emergency reception |  | BENCH_reception_fixed FIJO-185_3D Shaded |  | 1 | Yes | [9 empty] | BENCH_reception_fixed | FIJO-185
FIJO-186 |  | JOINERY UNIT: counter top and screen under, accessible, emergency reception |  | BENCH_reception_accessible FIJO-186_3D Shaded |  | 1 | Yes | [9 empty] | BENCH_reception_accessible | FIJO-186
FIJO-190 |  | SHELF: under bench |  |  | Shelf - under bench | 1 | No
FIJO-191 |  | SHELF: above basin |  | SHELF_above_basin FIJO-191_3D Shaded | Shelf - vanity | 1 | No | [9 empty] | SHELF_above_basin | FIJO-191
FIJO-192 |  | SHELF: above basin, recessed |  |  | Shelf - vanity, recessed | 1 | No | [9 empty] | HOLDER_soap/shampoo_recessed | FIJO-192
FIJO-193 |  | SHELF: flowers |  | SHELF_flowers FIJO-193_3D Shaded | Shelf - for flowers | 1 | No | [9 empty] | SHELF_flowers | FIJO-193
FIJO-194 |  | SHELF: laminate |  | SHELF_laminate FIJO-194_3D Shaded | Shelf - laminate | 1 | Yes | [9 empty] | SHELF_laminate | FIJO-194
FIJO-195 |  | SHELF: pull down, for write-up |  |  | Shelf - laminate, pull down write up shelf | 1 | No
FIJO-196 |  | SHELF: stainless steel, overbench, wall mount |  | SHELF_stainless_steel_overbench_wall_mount FIJO-196_3D Shaded | Shelf - SS, over | 1 | Yes | [9 empty] | SHELF_stainless_steel_overbench_wall_mount | FIJO-196
FIJO-197 |  | SHELF: stainless steel, underbench |  | SHELF_stainless_steel_underbench FIJO-197_3D Shaded | Shelf - SS, under | 1 | Yes | [9 empty] | SHELF_stainless_steel_underbench | FIJO-197
FIJO-198 |  | BENCH: workstation, Pharmacy, freestanding (large) |  |  | Bench - workstation, Pharmacy, freestanding | 1 | No | [9 empty] | BENCH_workstation_Pharmacy_freestanding_(large) | FIJO-198
FIJO-199 |  | BENCH: workstation, Pharmacy, freestanding (small) |  |  | Bench - workstation, Pharmacy, freestanding | 1 | No | [9 empty] | BENCH_workstation_Pharmacy_freestanding_(small) | FIJO-199
FIJO-200 |  | SHELF: stainless steel, over scrub sink, wall mount |  |  | Shelf - SS, over | 1 | Yes | [9 empty] | m_E104020_Shelf-Stainless | OverScrubSink_FIJO-200
FIJO-201 |  | CUPBOARD: tall, dirty linen |  |  |  | 1 | No
FIJO-202 |  | CUPBOARD: drawer unit, lockable, single row |  |  | Drawer unit - lockable | 1 | No | [9 empty] | CUPBOARD_drawer_unit_single_row | FIJO-202
FIJO-203 |  | BENCH TOP: 600D, joinery under, laminate finish, corner unit |  |  | Bench - laminate | 1 | No | [9 empty] | BENCH_TOP_600D_corner_unit | FIJO-203
FIJO-204 |  | CUPBOARD: wall mount, shelf unit, double, fixed shelves |  |  | Shelving unit - PPE | 1 | No | [9 empty] | CUPBOARD_wall_mount_shelf_unit_fixed_shelves1 | FIJO-204
FIJO-205 |  | CUPBOARD: drawer unit, single drawer, lockable |  | CUPBOARD_drawer_unit_single_drawer FIJO-205_3D Shaded | Drawer unit - lockable | 1 | Yes | [9 empty] | CUPBOARD_drawer_unit_single_drawer | FIJO-205
FIJO-206 |  | CUPBOARD: wall mount, shelf unit, triple, adjustable shelves |  |  | Shelving unit - PPE | 1 | No
FIJO-207 |  | CUPBOARD: wall mount, shelf unit, adj shelves for microwave, short |  | CUPBOARD_wall_mount_shelf_unit_adj_shelves_for_microwave FIJO-207_3D Shaded | Shelving unit - microwave | 1 | Yes | [9 empty] | CUPBOARD_wall_mount_shelf_unit_adj_shelves_for_microwave | FIJO-207
FIJO-208 |  | CUPBOARD: wall mount, shelf unit, fixed shelves, for av equipment |  | CABINET_wall_mount_shelf_unit FIJO-208_3D Shaded | Shelving unit - fixed shelves | 1 | No | [9 empty] | CABINET_wall_mount_shelf_unit | FIJO-208
FIJO-209 |  | CUPBOARD: tall, single door, adj shelves and clothes rail, recessed |  | CUPBOARD_tall_single_door_adj_shelves_and_clothes_rail_recessed FIJO-209_3D Shaded |  | 1 | Yes | [9 empty] | CUPBOARD_tall_single_door_adj_shelves_and_clothes_rail_recessed | FIJO-209
FIJO-210 |  | BEDHEAD: mental health |  | BEDHEAD_MH FIJO-210_3D Shaded |  | 1 | Yes | [9 empty] | BEDHEAD_MH | FIJO-210
FIJO-211 |  | BENCH: 350D, open under, stainless steel |  | BENCH1 FIJO-211_3D Shaded |  | 1 | No | [9 empty] | BENCH1 | FIJO-211
FIJO-212 |  | BULKHEAD: joinery |  | BULKHEAD_Joinery FIJO-212_3D Shaded |  | 1 | Yes | [9 empty] | BULKHEAD_Joinery | FIJO-212
FIJO-213 |  | PANEL: joinery carcass end |  | JOINERY_Carcass_EndPanel FIJO-213_3D Shaded |  | 1 | Yes | [9 empty] | JOINERY_Carcass_EndPanel | FIJO-213
FIJO-214 |  | CUPBOARD: tall, double door, glazed, adj shelves, lockable |  | CABINET_tall_double_w_glazed_doors FIJO-214_3D Shaded | Cupboard - double door lockable | 1 | Yes | [9 empty] | CABINET_tall_double_w_glazed_doors | FIJO-214
FIJO-215 |  | CUPBOARD: tall, shelf unit, fixed shelves, anti-ligature, 500D |  | CUPBOARD_tall_shelf_unit_fixed_shelves_anti_ligature1 FIJO-215_3D Shaded |  | 1 | Yes | [9 empty] | CUPBOARD_tall_shelf_unit_fixed_shelves_anti_ligature1 | FIJO-215
FIJO-216 |  | CUPBOARD: pigeon holes, under bench |  | CUPBOARD_pigeon_hole_unit FIJO-216_3D Shaded |  | 1 | Yes | [9 empty] | CUPBOARD_pigeon_hole_unit | FIJO-216
FIJO-218 |  | CUPBOARD: tall, double door, adj shelves, lockable, heavy duty |  | CUPBOARD_tall_double_door_adj_shelves FIJO-218_3D Shaded | Cupboard - double door lockable | 1 | Yes | [9 empty] | CUPBOARD_tall_double_door_adj_shelves | FIJO-218
FIJO-220 |  | CUPBOARD: tall, double door, glazed, catheter hanging |  | CUPBOARD_tall_double_door_glazed_catheter FIJO-220_3D Shaded | Cupboard - catheter hanging | 1 | Yes | [9 empty] | CUPBOARD_tall_double_door_glazed_catheter | FIJO-220
FIJO-221 |  | CUPBOARD: tall, double door, glazed |  | CUPBOARD_tall_double_door_glazed FIJO-221_3D Shaded | Cupboard - catheter hanging | 1 | Yes | [9 empty] | CUPBOARD_tall_double_door_glazed | FIJO-221
FIJO-222 |  | CUPBOARD: tall, single door, fixed shelf, ADL Laundry |  | CUPBOARD_Tall_SingleDoor_ADLLaundry FIJO-222 - ADL Laundry Cupboard_3D Shaded | Cupboard - double door lockable | 1 | Yes | [9 empty] | CUPBOARD_Tall_SingleDoor_ADLLaundry | FIJO-222 - ADL Laundry Cupboard
FIJO-223 |  | CUPBOARD: tall, oven cabinet |  | CUPBOARD_Tall_OvenCabinet FIJO-223 - Kitchen Oven Cabinet_3D Shaded | Cupboard - double door lockable | 1 | Yes | [9 empty] | CUPBOARD_Tall_OvenCabinet | FIJO-223 - Kitchen Oven Cabinet
FIJO-224 |  | PANEL: joinery fixed panel |  | CUPBOARD_drawer_unit_single_drawer FIJO-224 - Fixed Panel_3D Shaded |  | 1 | Yes | [9 empty] | CUPBOARD_drawer_unit_single_drawer | FIJO-224 - Fixed Panel
FIJO-225 |  | CUPBOARD: tall, pigeon hole shelf unit, gymnasium |  | CUPBOARD_Tall_LockerShelfUnit_Gymnasium FIJO-225 - Locker Shelf Unit_3D Shaded | Shelving unit - adjustable, full height | 1 | Yes | [9 empty] | CUPBOARD_Tall_LockerShelfUnit_Gymnasium | FIJO-225 - Locker Shelf Unit
FIJO-226 |  | CUPBOARD: drawer unit, bin enclosure |  | CUPBOARD_DrawerUnit_BinEnclosure FIJO-226 - Bin Drawer_3D Shaded |  | 1 | Yes | [9 empty] | CUPBOARD_DrawerUnit_BinEnclosure | FIJO-226 - Bin Drawer
FIJO-227 |  | CUPBOARD: tall, double door, gym equipment storage |  | CUPBOARD_Tall_DoubleDoor_GymEquipment FIJO-227 - Gym Equipment Storage_3D Shaded | Cupboard - door ht adj. shelves | 1 | Yes | [9 empty] | CUPBOARD_Tall_DoubleDoor_GymEquipment | FIJO-227 - Gym Equipment Storage
FIJO-228 |  | JOINERY UNIT: sink shroud, accessible |  | JOINERY_UNIT_SinkShroud_Accessible FIJO-228 - Accessible Sink Shroud_3D Shaded |  | 1 | Yes | [9 empty] | JOINERY_UNIT_SinkShroud_Accessible | FIJO-228 - Accessible Sink Shroud
FIJO-229 |  | JOINERY UNIT: reception counter, pharmacy |  | JOINERY UNIT_Reception_Pharmacy FIJO-229 - Pharmacy Reception_3D Shaded |  | 1 | Yes | [9 empty] | JOINERY UNIT_Reception_Pharmacy | FIJO-229 - Pharmacy Reception
FIJO-230 |  | JOINERY UNIT: reception counter, pharmacy, accessible |  | JOINERY UNIT_Reception_Pharmacy_Accessible FIJO-230 - Pharmacy Reception, Accessible_3D Shaded |  | 1 | Yes | [9 empty] | JOINERY UNIT_Reception_Pharmacy_Accessible | FIJO-230 - Pharmacy Reception, Accessible
FIJO-231 |  | CUPBOARD: radiotherapy, laser enclosure |  | CUPBOARD_Radiotherapy_LaserEnclosure FIJO-231 - Laser Enclosure_3D Shaded |  | 1 | Yes | [9 empty] | CUPBOARD_Radiotherapy_LaserEnclosure | FIJO-231 - Laser Enclosure
FIJO-232 | FIJO-232 | BENCH TOP: 650D, joinery under, laminate finish |  |  |  | 1 | Yes
FIJO-233 |  | CUPBOARD: tall, infant resuscitaire |  |  |  | 1 | Yes | [9 empty] | CUPBOARD_tall_infant resuscitaire | FIJO-233
FIRT-001 |  | GRAB RAIL: bath |  |  | Grab rail - Bath | 1 | No | [9 empty] | GRAB_RAIL_horiz | FIRT-001
FIRT-002 |  | GRAB RAIL: bath, anti ligature |  |  | Grab rail with infill - Bath | 1 | No
FIRT-003 |  | GRAB RAIL: shower, horizontal |  | GRAB_RAIL_horiz FIRT-003_3D Shaded | Grab rail - Shower | 1 | Yes | [9 empty] | GRAB_RAIL_horiz | FIRT-003
FIRT-003.2 |  | GRAB RAIL: shower, horizontal L shape |  |  | Grab rail - Shower | 1 | No | [9 empty] | GRAB_RAIL_L_shape | FIRT-003.2
FIRT-004 |  | GRAB RAIL: shower, anti ligature |  | GRAB_RAIL_v_anti_ligature FIRT-004_3D Shaded | Grab rail with infill - Shower | 1 | Yes | [9 empty] | GRAB_RAIL_v_anti_ligature | FIRT-004
FIRT-005 |  | GRAB RAIL: stainless steel |  | GRAB_RAIL_horiz FIRT-005_3D Shaded | Grab Rail - SS | 1 | Yes | [9 empty] | GRAB_RAIL_horiz | FIRT-005
FIRT-006 |  | GRAB RAIL: WC |  | GRAB_RAIL_L_shape FIRT-006_3D Shaded | Grab rail - WC | 1 | Yes | [9 empty] | GRAB_RAIL_L_shape | FIRT-006
FIRT-007 |  | GRAB RAIL: WC, accessible use |  | GRAB_RAIL_horiz FIRT-007_3D Shaded | Grab rail - WC, accessible use | 1 | Yes | [9 empty] | GRAB_RAIL_horiz | FIRT-007
FIRT-008 |  | GRAB RAIL: WC, hinged |  | GRAB_RAIL_WC_hinged FIRT-008_3D Shaded | Grab rail - WC, hinged | 1 | Yes | [9 empty] | GRAB_RAIL_WC_hinged | FIRT-008
FIRT-009 |  | GRAB RAIL: WC, anti ligature |  | GRAB_RAIL_v_anti_ligature FIRT-009_3D Shaded | Grab rail with infill - WC | 1 | Yes | [9 empty] | GRAB_RAIL_v_anti_ligature | FIRT-009
FIRT-010 |  | HANDRAIL |  | HANDRAIL FIRT-010_3D Shaded | Handrail | 1 | Yes | [9 empty] | HANDRAIL | FIRT-010
FIRT-011 |  | RAIL: drying |  |  | Rail - drying | 1 | No
FIRT-012 |  | RAIL: equipment |  | RAIL_equipment_vertical FIRT-012_3D Shaded | Rail - equipment | 1 | Yes | [9 empty] | RAIL_equipment_vertical | FIRT-012
FIRT-013 |  | RAIL: hanging, utility |  |  | Rail - hanging, utility | 1 | No | [9 empty] | RAIL_hanging_utility | FIRT-013
FIRT-014 |  | RAIL: macintosh |  |  | Rail - macintosh | 1 | No
FIRT-015 |  | RAIL: tea towel |  |  | Rail - tea towel | 1 | No
FIRT-016 |  | RAIL: towel |  | GRAB_RAIL_horiz FIRT-016_3D Shaded | Towel rail | 1 | Yes | [9 empty] | GRAB_RAIL_horiz | FIRT-016
FIRT-017 |  | STEEL MESH: framed, ceiling mount | For suspension | STEEL_MESH_framed_ceiling_mount FIRT-017_3D Shaded | Steel mesh - framed, ceiling mount | 1 | Yes | [9 empty] | STEEL_MESH_framed_ceiling_mount | FIRT-017
FIRT-018 |  | STEEL MESH: framed, wall mount | For suspension |  | Steel mesh - framed, wall mount | 1 | No | [9 empty] | STEEL_MESH_framed_wall_mount | FIRT-018
FIRT-019 |  | TOWEL RING |  |  | Towel ring | 1 | No
FIRT-020 |  | TRACK: ceiling mounted, IV |  | TRACK_ceiling_mounted FIRT-020_3D Shaded | IV track - ceiling mounted | 1 | Yes | [9 empty] | TRACK_ceiling_mounted | FIRT-020
FIRT-021 |  | TRACK: curtain, bedscreen |  | TRACK_curtain_bedscreen FIRT-021_3D Shaded | Curtain track - bed screen | 1 | No | [9 empty] | TRACK_curtain_bedscreen | FIRT-021
FIRT-022 |  | TRACK: curtain, bedscreen, 2nd bed |  | TRACK_curtain_second_bed FIRT-022_3D Shaded | Curtain track - bed screen | 1 | Yes | [9 empty] | TRACK_curtain_second_bed | FIRT-022
FIRT-023 |  | TRACK: curtain, bedscreen, L shaped |  | TRACK_curtain_L_shape FIRT-023_3D Shaded | Curtain track: bed screen | 1 | No | [9 empty] | TRACK_curtain_L_shape | FIRT-023
FIRT-024 |  | TRACK: curtain, bedscreen, straight |  |  | Curtain track: bed screen | 1 | No | [9 empty] | TRACK_curtain1 | FIRT-024
FIRT-025 |  | TRACK: curtain, bedscreen, U shaped |  | TRACK_curtain_U_shape FIRT-025_3D Shaded | Curtain track: bed screen | 1 | Yes | [9 empty] | TRACK_curtain_U_shape | FIRT-025
FIRT-026 |  | TRACK: curtain, bedscreen, Z shape |  |  | Curtain track - bed screen | 1 | No | [9 empty] | TRACK_curtain_bedscreen_Z_shape | FIRT-026
FIRT-027 |  | TRACK: curtain, box pelmet |  | TRACK_curtain_box_pelmet FIRT-027_3D Shaded | Curtain track - window | 1 | No | [9 empty] | TRACK_curtain_box_pelmet | FIRT-027
FIRT-028 |  | TRACK: curtain, ceiling mounted |  |  | Curtain track - ceiling mounted | 1 | No
FIRT-029 |  | TRACK: curtain, plastic, recessed |  | Track_curtain2 FIRT-029_3D Shaded | Curtain track - ceiling, recessed | 1 | Yes | [9 empty] | Track_curtain2 | FIRT-029
FIRT-030 |  | TRACK: curtain, flat pelmet |  | TRACK_curtain_flat_pelmet FIRT-030_3D Shaded | Curtain track - window | 1 | No | [9 empty] | TRACK_curtain_flat_pelmet | FIRT-030
FIRT-031 |  | TRACK: curtain, privacy |  | TRACK_curtain1 FIRT-031_3D Shaded | Curtain track - privacy screen (straight) | 1 | Yes | [9 empty] | TRACK_curtain1 | FIRT-031
FIRT-032 |  | TRACK: curtain, privacy, L shaped |  | TRACK_curtain_L_shape FIRT-032_3D Shaded | Curtain track - privacy screen (90 deg) | 1 | Yes | [9 empty] | TRACK_curtain_L_shape | FIRT-032
FIRT-033 |  | TRACK: curtain, shower |  | TRACK_curtain1 FIRT-033_3D Shaded | Curtain track - shower (straight) | 1 | Yes | [9 empty] | TRACK_curtain1 | FIRT-033
FIRT-034 |  | TRACK: curtain, shower, 90 deg |  | Track_curtain2 FIRT-034_3D Shaded | Curtain track - shower (90deg) | 1 | Yes | [9 empty] | Track_curtain2 | FIRT-034
FIRT-035 |  | TRACK: curtain, window, collapsible, anti ligature |  |  | Curtain track - window, collapsible | 1 | No
FIRT-036 |  | TRAY RACE: stainless steel |  |  | Tray race - stainless steel | 1 | No
FIRT-037 |  | WALL BARS |  |  | Wall bars | 1 | No
FIRT-038 |  | TRACK: ceiling mounted, IV, straight |  | TRACK_ceiling_mounted_IV_straight FIRT-038_3D Shaded | IV track - ceiling mounted | 1 | No | [9 empty] | TRACK_ceiling_mounted_IV_straight | FIRT-038
FIRT-039 |  | TRACK: curtain, privacy, Z shaped, angled |  | TRACK_curtain_bedscreen FIRT-039_3D Shaded | Curtain track - privacy screen (straight) | 1 | Yes | [9 empty] | TRACK_curtain_bedscreen | FIRT-039
FIRT-040 |  | TRACK: curtain, privacy, L shaped, angled |  | TRACK_curtain_L_shape_angled FIRT-040_3D Shaded | Curtain track - privacy screen (straight) | 1 | Yes | [9 empty] | TRACK_curtain_L_shape_angled | FIRT-040
FIRT-041 |  | TRACK: curtain, privacy, U shaped, angled |  | TRACK_curtain6 FIRT-041_3D Shaded | Curtain track - privacy screen (straight) | 1 | Yes | [9 empty] | TRACK_curtain6 | FIRT-041
FIRT-042 |  | TRACK: curtain, bedscreen, U shaped, angled |  | TRACK_curtain6 FIRT-042_3D Shaded | Curtain track - bed screen | 1 | Yes | [9 empty] | TRACK_curtain6 | FIRT-042
FIRT-043 |  | RAIL: equipment - horizontal |  | GRAB_RAIL_horiz FIRT-043_3D Shaded | Rail - equipment | 1 | No | [9 empty] | GRAB_RAIL_horiz | FIRT-043
FIRT-044 |  | GRAB RAIL: bath, vertical |  | GRAB RAIL_Vertical FIRT-044 - Vertical Grab Rail_3D Shaded | Grab rail - Bath | 1 | Yes | [9 empty] | GRAB RAIL_Vertical | FIRT-044 - Vertical Grab Rail
FIRT-045 |  | GRAB RAIL: shower, horizontal and vertical |  | GRAB RAIL_Shower_HorizontalAndVertical FIRT-045 - Shower Grab Rail_3D Shaded | Grab rail - Shower | 1 | Yes | [9 empty] | GRAB RAIL_Shower_HorizontalAndVertical | FIRT-045 - Shower Grab Rail
FIRT-046 |  | GRAB RAIL: stainless steel, freestanding |  | GRAB RAIL_Freestanding FIRT-046 - Freestanding Grab Rail_3D Shaded | Grab Rail - SS | 1 | Yes | [9 empty] | GRAB RAIL_Freestanding | FIRT-046 - Freestanding Grab Rail
FIRT-047 |  | TRACK: curtain, privacy, U shaped |  | TRACK_curtain_U_shape FIRT-047_3D Shaded | Curtain track - privacy screen (straight) | 1 | Yes | [9 empty] | TRACK_curtain_U_shape | FIRT-047
FIRT-048 |  | GRAB RAIL: L-shaped |  | GRAB_RAIL_L_shape FIRT-048 - L-Shaped Grabrail_3D Shaded | Grab rail - WC | 1 | Yes | [9 empty] | GRAB_RAIL_L_shape | FIRT-048 - L-Shaped Grabrail

## FL
Australasian Health Facility Guidelines
ICS DATA SHEET: FLOORS, FLOOR FINISHES & SKIRTINGS (FL)
Item Code | Project Specific Code | Item Description | Extended Descriptions | Item Code (previous) | Item Description (previous) | Budget Group | In use within Standard Components | Electrical Connection(s) | Data Connection(s) | Cold Water Connection(s) | Hot Water Connection(s) | Warm Water Connection(s) | Tap Connection(s) | Drainage Connection(s) | Gas Connection(s) | Steam Connection(s) | AusHFG Revit Content: Family Name | AusHFG Revit Content: Type Name
FLCP-002 |  | FLOOR FINISH: carpet, broadloom, 100 % wool |  |  | Wall protection | 1 | No
FLCP-003 |  | FLOOR FINISH: carpet, broadloom, 48 oz., 90/10 wool/nylon |  |  | Floor finish | 1 | No | [9 empty] | FLOOR_FINISH_mark_for_tagging | FLCP-003
FLCP-004 |  | FLOOR FINISH: carpet, broadloom, decorative feature, 90/10 wool/nylon |  |  | Wall protection | 1 | No
FLCP-005 |  | FLOOR FINISH: carpet, broadloom, synthetic |  |  | Wall protection | 1 | No
FLCP-006 |  | FLOOR FINISH: carpet, carpet tiles, 90/10 wool/nylon |  |  | Floor finish | 1 | Yes | [9 empty] | FLOOR_FINISH_mark_for_tagging | FLCP-006
FLCP-007 |  | FLOOR FINISH: carpet, flocked nylon pile, nylon |  |  | Wall protection | 1 | No
FLCP-008 |  | FLOOR FINISH: carpet, narrowloom, 80/20 wool/nylon |  |  | Wall protection | 1 | No
FLGE-001 |  | FLOOR FINISH: concrete, paint, acrylic |  |  | Floor finish | 1 | No
FLGE-002 |  | FLOOR FINISH: concrete, paving, prefinished |  |  | Wall protection | 1 | No
FLGE-003 |  | FLOOR FINISH: concrete, sealed, trowel |  |  | Floor finish | 1 | Yes | [9 empty] | FLOOR_FINISH_mark_for_tagging | FLGE-003
FLGE-004 |  | FLOOR FINISH: epoxy resin, coved |  |  | Door | 1 | No
FLGE-005 |  | FLOOR FINISH: existing, paint |  |  | Floor finish | 1 | No
FLGE-006 |  | FLOOR FINISH: linoleum, coved, prefinished |  |  | Door | 1 | No
FLGE-007 |  | FLOOR FINISH: metal, coolroom panels, prefinished |  |  | Floor finish | 1 | No
FLGE-008 |  | FLOOR FINISH: parquet, seamless slats, clear finish |  |  | Walls | 1 | No
FLGE-009 |  | FLOOR FINISH: rubber tiles, non-slip, prefinished |  |  | Walls | 1 | No
FLGE-010 |  | FLOOR FINISH: tiles, ceramic, non-slip |  |  | Floor finish | 1 | Yes | [9 empty] | FLOOR_FINISH_mark_for_tagging | FLGE-010
FLGE-011 |  | FLOOR FINISH: tiles, ceramic vitrified, non slip |  |  | Walls | 1 | No
FLGE-012 |  | FLOOR MAT |  |  | Floor mat | 3 | No
FLGE-013 |  | FLOOR MAT: antistatic |  |  | Floor mat - antistatic | 3 | No
FLGE-014 |  | FLOOR MAT: carpet protector, vinyl |  |  | Floor mat - vinyl carpet protector | 3 | No
FLGE-015 |  | FLOOR MAT: gym |  |  | Floor mat - gym | 3 | No
FLGE-016 |  | FLOOR MAT: recessed, composite slip resistant |  | FLOOR_MAT_recessed FLGE-016_3D Shaded | Floor finish | 1 | Yes | [9 empty] | FLOOR_MAT_recessed | FLGE-016
FLGE-018 |  | PLINTH: locker |  |  | Locker plinth | 3 | No
FLGE-019 |  | FLOOR HOB: Shower |  | FLOOR_Shower_Hob FLGE-019 - Shower Hob_3D Shaded |  | 1 | Yes | [9 empty] | FLOOR_Shower_Hob | FLGE-019 - Shower Hob
FLSK-001 |  | SKIRTING: composite board, paint |  |  | Skirting | 1 | No
FLSK-002 |  | SKIRTING: concrete, coved to 150 AFFL, sealed |  | SKIRTING1 FLSK-002_3D Shaded | Skirting | 1 | Yes | [9 empty] | SKIRTING1 | FLSK-002
FLSK-003 |  | SKIRTING: laminate, 150H, prefinished |  | SKIRTING1 FLSK-003_3D Shaded | Skirting | 1 | No | [9 empty] | SKIRTING1 | FLSK-003
FLSK-004 |  | SKIRTING: tiles, coved, to match floor tiles |  | SKIRTING1 FLSK-004_3D Shaded | Skirting | 1 | Yes | [9 empty] | SKIRTING1 | FLSK-004
FLSK-005 |  | SKIRTING: tiles, non-coved, to match floor tiles |  |  |  | 1 | No
FLSK-006 |  | SKIRTING: timber, 150H, clear finish |  |  |  | 1 | No
FLSK-007 |  | SKIRTING: timber, 150H, paint |  |  | Skirting | 1 | No | [9 empty] | SKIRTING1 | FLSK-007
FLSK-008 |  | SKIRTING: to suit glazing system over |  | SKIRTING1 FLSK-008_3D Shaded | Skirting | 1 | Yes | [9 empty] | SKIRTING1 | FLSK-008
FLSK-009 |  | SKIRTING: vinyl, feather edged, 150H, prefinished |  | SKIRTING1 FLSK-009_3D Shaded | Skirting | 1 | Yes | [9 empty] | SKIRTING1 | FLSK-009
FLSK-010 |  | SKIRTING: vinyl, floor vinyl coved, 150H, prefinished |  | SKIRTING1 FLSK-010_3D Shaded | Skirting | 1 | Yes | [9 empty] | SKIRTING1 | FLSK-010
FLSK-011 |  | SKIRTING: vinyl, floor vinyl coved, 150H, prefinished, anti ligature |  | SKIRTING1 FLSK-011_3D Shaded | Skirting | 1 | Yes | [9 empty] | SKIRTING1 | FLSK-011
FLVY-001 |  | FLOOR FINISH: vinyl, seamless, coved, anti-static |  |  | Floor finish | 1 | Yes | [9 empty] | FLOOR_FINISH_mark_for_tagging | FLVY-001
FLVY-002 |  | FLOOR FINISH: vinyl, seamless, coved, cushioned |  |  | Floor finish | 1 | Yes | [9 empty] | FLOOR_FINISH_mark_for_tagging | FLVY-002
FLVY-003 |  | FLOOR FINISH: vinyl, seamless, coved, non slip |  | FLOOR_FINISH_model FLVY-003_3D Shaded | Floor finish | 1 | Yes | [9 empty] | FLOOR_FINISH_mark_for_tagging | FLVY-003
FLVY-004 |  | FLOOR FINISH: vinyl, seamless, coved, non-slip, safety |  |  | Floor finish | 1 | Yes | [9 empty] | FLOOR_FINISH_mark_for_tagging | FLVY-004
FLVY-005 |  | FLOOR FINISH: vinyl, seamless, coved, non slip, studded |  |  | Floor finish | 1 | Yes | [9 empty] | FLOOR_FINISH_mark_for_tagging | FLVY-005
FLVY-006 |  | FLOOR FINISH: vinyl, seamless, coved, non slip, textured |  | FLOOR_FINISH_model FLVY-006_3D Shaded | Floor finish | 1 | No | [9 empty] | FLOOR_FINISH_model | FLVY-006
FLVY-007 |  | FLOOR FINISH: vinyl, seamless, coved, standard slip resistant |  |  | Floor finish | 1 | Yes | [9 empty] | FLOOR_FINISH_mark_for_tagging | FLVY-007
FLVY-008 |  | FLOOR FINISH: vinyl, seamless, coved, tactile |  |  | Floor finish | 1 | No
FLVY-009 |  | FLOOR FINISH: vinyl, seamless, coved, wet area, non-slip |  |  | Floor finish | 1 | Yes | [9 empty] | FLOOR_FINISH_mark_for_tagging | FLVY-009
FLVY-010 |  | FLOOR FINISH: vinyl, seamless, inset floor markings |  |  |  | 1 | Yes | [9 empty] | FLOOR_FINISH_mark_for_tagging | FLVY-010

## FQ
Australasian Health Facility Guidelines
ICS DATA SHEET: FURNITURE & NON-MEDICAL EQUIPMENT (FQ)
NOTE: services connections are compiled only for equipment items in use in Standard Components & must be verified against equipment selection
Item Code | Project Specific Code | Item Description | Extended Descriptions | Item Code (previous) | Item Description (previous) | Budget Group | In use within Standard Components | Electrical Connection(s) | Data Connection(s) | Cold Water Connection(s) | Hot Water Connection(s) | Warm Water Connection(s) | Tap Connection(s) | Drainage Connection(s) | Gas Connection(s) | Steam Connection(s) | AusHFG Revit Content: Family Name | AusHFG Revit Content: Type Name
FQBS-001 |  | BASSINET |  | BASSINET FQBS-001_3D Shaded | Bassinet | 3 | Yes | [9 empty] | BASSINET | FQBS-001
FQBS-002 |  | BED: domestic, folding |  |  | Bed - folding | 3 | No
FQBS-003 |  | BED: domestic, single |  |  | Bed - domestic, single | 3 | No | [9 empty] | BED_domestic_single | FQBS-003
FQBS-004 |  | BED: domestic, single with mattress |  | BED_domestic_single FQBS-004_3D Shaded | Bed - domestic, single + mattress | 3 | Yes | [9 empty] | BED_domestic_single | FQBS-004
FQBS-005 |  | BEDSCREEN: mobile |  |  | Bedscreen | 3 | No
FQBS-006 |  | BEDSPREAD |  |  | Bedspread | 3 | No
FQBS-007 |  | BENCH SEAT: freestanding, indoor |  | BENCH_SEAT_freestanding_indoor FQBS-007_3D Shaded | Bench seat (freestanding) | 1 | Yes | [9 empty] | BENCH_SEAT_freestanding_indoor | FQBS-007
FQBS-008 |  | BENCH SEAT: freestanding, patient transfer |  | BENCH_SEAT_freestanding_patient_transfer FQBS-008_3D Shaded | Transfer bench | 3 | Yes | [9 empty] | BENCH_SEAT_freestanding_patient_transfer | FQBS-008
FQBS-009 |  | CHAIR: armchair |  |  | Chair - easy | 3 | No | [9 empty] | CHAIR3 | FQBS-009
FQBS-010 |  | CHAIR: armchair |  | CHAIR1 FQBS-010_3D Shaded | Chair - armchair | 3 | Yes | [9 empty] | CHAIR1 | FQBS-010
FQBS-011 |  | CHAIR: bean bag |  |  | Bean bag | 3 | No
FQBS-012 |  | CHAIR: child |  | CHAIR_Child FQBS-012 - Childs Chair_3D Shaded | Chair - child | 3 | Yes | [9 empty] | CHAIR_Child | FQBS-012 - Childs Chair
FQBS-013 |  | CHAIR: child, high |  |  | High chair (child) | 3 | No
FQBS-014 |  | CHAIR: client |  | CHAIR2 FQBS-014_3D Shaded | Chair - client | 3 | Yes | [9 empty] | CHAIR2 | FQBS-014
FQBS-015 |  | CHAIR: dining |  | CHAIR2 FQBS-015_3D Shaded | Chair - dining | 3 | Yes | [9 empty] | CHAIR2 | FQBS-015
FQBS-016 |  | CHAIR: fall out / tilt |  |  | Chair - fall out | 3 | No
FQBS-017 |  | CHAIR: meeting room |  | CHAIR_meeting_room FQBS-017_3D Shaded | Chair - meeting room | 3 | No | [9 empty] | CHAIR_meeting_room | FQBS-017
FQBS-018 |  | CHAIR: office, ergonomic |  | CHAIR_office_ergonomic FQBS-018_3D Shaded | Chair - ergonomic, office | 3 | Yes | [9 empty] | CHAIR_office_ergonomic | FQBS-018
FQBS-019 |  | CHAIR: office, ergonomic, high |  | CHAIR_office_ergonomic_high FQBS-019_3D Shaded | Chair - ergonomic, high | 3 | Yes | [9 empty] | CHAIR_office_ergonomic_high | FQBS-019
FQBS-020 |  | CHAIR: office, executive |  |  | Chair - director's | 3 | No
FQBS-021 |  | CHAIR: outdoor |  |  | Chair - outdoor | 3 | No
FQBS-022 |  | CHAIR: recliner, clinical |  | CHAIR_recliner FQBS-022_3D Shaded | Chair - recliner | 3 | No | [9 empty] | CHAIR_recliner | FQBS-022
FQBS-023 |  | CHAIR: recliner, clinical with attached side table |  |  |  | 3 | No | [9 empty] | CHAIR_recliner_clinical_w_attached_side_table | FQBS-023
FQBS-024 |  | CHAIR: rocking chair |  |  | Chair - rocking chair | 3 | No
FQBS-025 |  | CHAIR: salon |  |  | Chair - salon | 3 | No
FQBS-026 |  | CHAIR: tub |  |  | Chair - tub | 3 | No | [9 empty] | CHAIR_tub | FQBS-026
FQBS-027 |  | CHAIR: visitor, bariatric |  | CHAIR3 FQBS-027(PP) - Visitor Chair Bariatric_3D Shaded | Chair - visitor, bariatric | 3 | Yes | [9 empty] | CHAIR3 | FQBS-027(PP) - Visitor Chair Bariatric
FQBS-028 |  | CHAIR: visitor, clinical areas |  | CHAIR2 FQBS-028_3D Shaded | Chair - visitor | 3 | Yes | [9 empty] | CHAIR2 | FQBS-028
FQBS-029 |  | CHAIR: visitor, office areas |  | CHAIR2 FQBS-029_3D Shaded | Chair - visitor, office | 3 | Yes | [9 empty] | CHAIR2 | FQBS-029
FQBS-030 |  | CHAIR: visitor, patient |  | CHAIR2 FQBS-030_3D Shaded | Chair - visitor, patient | 3 | Yes | [9 empty] | CHAIR2 | FQBS-030
FQBS-031 |  | CHAIR: visitor, patient, stackable |  |  | Chair - visitor, stackable | 3 | No | [9 empty] | CHAIR2 | FQBS-031
FQBS-032 |  | CHAIR: waiting |  | CHAIR3 FQBS-032(PP) - Waiting Chair_3D Shaded | Chair - waiting | 3 | Yes | [9 empty] | CHAIR3 | FQBS-032
FQBS-032.1 |  | CHAIR: waiting |  |  | Chair - waiting | 3 | No | [9 empty] | CHAIR3 | FQBS-032(PP) - Waiting Chair
FQBS-033 |  | CHAIR: water |  |  | Chair - water | 3 | No
FQBS-034 |  | CHAIR: with tablet arm |  |  | Chair - tablet arm | 3 | No
FQBS-035 |  | CHANGE TABLE: baby |  | CHANGE_TABLE_baby FQBS-035_3D Shaded | Baby change table | 1 | Yes | [9 empty] | CHANGE_TABLE_baby | FQBS-035
FQBS-036 |  | COT: neonatal |  |  | Cot - nursery | 3 | No
FQBS-037 |  | FOOTSTOOL |  | TABLE_square_rectangular FQBS-037_3D Shaded | Footstool | 3 | Yes | [9 empty] | TABLE_square_rectangular | FQBS-037
FQBS-038 |  | HAMMOCK: baby |  |  | Hammock - baby | 3 | No
FQBS-039 |  | LOUNGE: 1 seat |  | CHAIR1 FQBS-039_3D Shaded | Chair - lounge | 3 | Yes | [9 empty] | CHAIR1 | FQBS-039
FQBS-040 |  | LOUNGE: 1 seat, foam material |  |  | Chair - lounge, foam type | 3 | No
FQBS-041 |  | LOUNGE: 2.5 seat |  | LOUNGE_2_and_half_seat FQBS-041_3D Shaded | Lounge - 2 1/2 seat | 3 | Yes | [9 empty] | LOUNGE_2_and_half_seat | FQBS-041
FQBS-042 |  | LOUNGE: 2 seat, 1200 wide |  | LOUNGE_2_seat FQBS-042_3D Shaded | Lounge - 2 seat | 3 | Yes | [9 empty] | LOUNGE_2_seat | FQBS-042
FQBS-043 |  | LOUNGE: 2 seat, 1600 wide |  | LOUNGE_2_seat FQBS-043_3D Shaded | Lounge - 2 seat | 3 | Yes | [9 empty] | LOUNGE_2_seat | FQBS-043
FQBS-044 |  | LOUNGE: 2 seat, sofa bed |  |  | Lounge - 2 seat, sofa bed | 3 | Yes
FQBS-045 |  | LOUNGE: 3 seat |  |  | Lounge - 3 seat | 3 | No
FQBS-046 |  | LOUNGE: modular |  |  | Lounge - modular | 3 | No
FQBS-047 |  | MATTRESS: foam |  | MATTRESS_foam FQBS-047_3D Shaded | Mattress - foam | 3 | Yes | [9 empty] | MATTRESS_foam | FQBS-047
FQBS-048 |  | MATTRESS: inner spring |  |  | Mattress - inner spring | 3 | No
FQBS-049 |  | PILLOW |  |  | Pillows | 3 | No
FQBS-050 |  | STOOL: bar, loose |  |  | Stool - bar | 3 | No
FQBS-051 |  | STOOL: mobile, adj height |  | STOOL_adj_mobile FQBS-051_3D Shaded | Stool - adjustable, mobile | 3 | Yes | [9 empty] | STOOL_adj_mobile | FQBS-051
FQBS-052 |  | STOOL: mobile, high, adj height |  | STOOL_adj_mobile FQBS-052_3D Shaded | Stool - adjustable, mobile, high | 3 | Yes | [9 empty] | STOOL_adj_mobile | FQBS-052
FQBS-053 |  | STOOL: stepping |  |  | Stool - stepping | 3 | Yes | [9 empty] | m_E205030_Stool-Step | Typical
FQBS-054 |  | STOOL: ottoman |  | STOOL_ottoman FQBS-054_3D Shaded |  | 3 | Yes | [9 empty] | STOOL_ottoman | FQBS-054
FQBS-055 |  | CHAIR: overnight fold out |  | CHAIR_OVERNIGHT FQBS-055_3D Shaded |  | 3 | Yes | [9 empty] | CHAIR_OVERNIGHT | FQBS-055
FQBS-056 |  | CHAIR: tub, mental health |  | CHAIR_tub_MH FQBS-056_3D Shaded | Chair - tub | 3 | Yes | [9 empty] | CHAIR_tub_MH | FQBS-056
FQBS-058 |  | CHAIR: visitor, patient, with arms |  | CHAIR3 FQBS-058 - Visitor Chair with Arms_3D Shaded | Chair - visitor, patient | 3 | Yes | [9 empty] | CHAIR3 | FQBS-058 - Visitor Chair with Arms
FQBS-059 | FQBS-059 | CHAIR: meeting rom, stackable |  |  |  | 3 | Yes
FQCA-001 |  | BAIN MARIE: fixed |  |  | Bain marie - built-in | 1 | No | yes
FQCA-002 |  | BAIN MARIE: mobile |  |  | Bain marie - mobile | 1 | No | yes
FQCA-003 |  | BLENDER |  |  | Blender | 3 | No | yes
FQCA-004 |  | CABINET: refrigerated, sandwich preparation |  |  | Cabinet - refrigerated, sandwich prepraration | 3 | No | yes
FQCA-005 |  | CHILLER: food, blast |  |  | Chiller - blast | 1 | No | yes
FQCA-006 |  | CONVEYOR: plating |  |  | Conveyor - plating | 1 | No | yes
FQCA-007 |  | COOKTOP: electric |  |  | Cooktop - electric | 1 | No | yes | [8 empty] | COOKTOP_electric | FQCA-007
FQCA-008 |  | COOKTOP: gas |  |  | Cooktop - gas | 1 | No | yes | [6 empty] | yes
FQCA-009 |  | DISHWASHER: commercial |  |  | Dishwasher - commercial | 2 | No | yes |  | yes |  |  | yes | yes
FQCA-010 |  | DISHWASHER: domestic |  |  | Dishwasher - domestic | 1 | No | yes |  | yes | opt |  |  | yes
FQCA-011 |  | DISHWASHER: tunnel |  |  | Dishwasher - tunnel | 1 | No | yes | opt | yes | opt |  |  | yes
FQCA-012 |  | DISPENSER: beverage, chilled |  |  | Dispenser: drinks, chilled | 3 | No | yes |  | yes
FQCA-013 |  | DISPENSER: beverage, hot |  |  | Beverage dispenser - hot drinks | 3 | No | yes |  | yes
FQCA-014 |  | DISPENSER: cup |  | DISPENSER_cup FQCA-014_3D Shaded | Dispenser: cup | 2 | Yes | [9 empty] | DISPENSER_cup | FQCA-014
FQCA-015 |  | DISPENSER: ice, potable |  | DISPENSER_ice FQCA-015_3D Shaded | Dispenser - ice | 1 | Yes | yes |  | yes |  |  |  | yes |  |  | DISPENSER_ice | FQCA-015
FQCA-016 |  | DISPENSER: plate, hot, fixed |  |  | Dispenser - plate, hot, built-in | 1 | No | yes
FQCA-017 |  | DISPENSER: plate, hot, mobile |  |  | Dispenser - plate, hot, mobile | 3 | No | yes
FQCA-018 |  | DISPENSER: plate, non heated |  |  | Dispenser - plate, non heated | 1 | No
FQCA-019 |  | DISPENSER: water |  | DISPENSER_water FQCA-019_3D Shaded | Dispenser - Water | 1 | No |  |  | yes | [6 empty] | DISPENSER_water | FQCA-019
FQCA-020 |  | DISPENSER: water, drinking fountain |  | DISPENSER_DrinkingFountain_PP FQCA-020(PP) - Drinking Fountain_3D Shaded | Drinking fountain | 1 | No |  |  | yes | [6 empty] | DISPENSER_DrinkingFountain_PP | HYGE-011(PP) - Drinking Fountain
FQCA-021 |  | DISPLAY UNIT: food, hot |  |  | Display - food, hot | 1 | No | yes
FQCA-022 |  | DISPLAY UNIT: food, refrigerated |  |  | Display - food, refrigerated | 1 | No | yes
FQCA-023 |  | FREEZER |  |  | Freezer | 3 | No | yes
FQCA-024 |  | FREEZER: commercial, chest |  |  | Freezer - chest | 3 | No | yes | opt
FQCA-025 |  | FREEZER: commercial, upright |  |  | Freezer - upright | 3 | No | yes | opt
FQCA-026 |  | FRIDGE: commercial, floor standing, double door |  | FRIDGE_double_door FQCA-026_3D Shaded | Refrigerator - double door | 3 | Yes | yes | [8 empty] | FRIDGE_double_door | FQCA-026
FQCA-027 |  | FRIDGE: commercial, floor standing, single door |  |  | Refrigerator - catering | 3 | Yes | yes
FQCA-028 |  | FRIDGE: commercial, floor standing, single door glass |  |  | Refrigerator - glass sgle door, commercial | 3 | No | yes
FQCA-029 |  | FRIDGE: commerical, floor standing, double door glass |  |  | Refrigerator - glass dble door, commercial | 3 | No | yes
FQCA-030 |  | FRIDGE: domestic, 120L |  | FRIDGE_domestic2 FQCA-030_3D Shaded | Refrigerator - 120 Litre, domestic | 3 | Yes | yes | [8 empty] | FRIDGE_domestic2 | FQCA-030
FQCA-031 |  | FRIDGE: domestic, 250L |  | FRIDGE_domestic1 FQCA-031_3D Shaded | Refrigerator - 250 Litre, domestic | 3 | Yes | yes | [8 empty] | FRIDGE_domestic1 | FQCA-031
FQCA-032 |  | FRIDGE: domestic, 300L |  | FRIDGE_domestic1 FQCA-032_3D Shaded | Refrigerator - 300 Litre, domestic | 3 | Yes | yes | [8 empty] | FRIDGE_domestic1 | FQCA-032
FQCA-033 |  | FRIDGE: domestic, 500L |  | FRIDGE_domestic1 FQCA-033 - 500L Fridge_3D Shaded | Refrigerator - 500 Litre, domestic | 3 | No | yes
FQCA-034 |  | FRIDGE: domestic, drawer |  |  | Refrigerator - drawer | 1 | No | yes
FQCA-035 |  | FRIDGE: domestic, floor standing, 450L |  |  | Refrigerator - upright | 3 | No | yes
FQCA-036 |  | FRIDGE: domestic, floor standing with freezer, 450L |  |  | Refrigerator - with freezer | 3 | No | yes
FQCA-037 |  | FRIDGE: domestic, underbench, 55L |  |  | Refrigerator - 55 Litre, domestic | 3 | No | yes
FQCA-038 |  | FRIDGE: domestic, underbench, 80L |  | FRIDGE_domestic2 FQCA-038_3D Shaded | Refrigerator - under-bench, 80L | 3 | Yes | yes | [8 empty] | FRIDGE_domestic2 | FQCA-038
FQCA-039 |  | FRYER: deep |  |  | Fryer - deep | 1 | No | yes
FQCA-040 |  | FRYER: twin tank |  |  | Fryer - twin tank | 1 | No | yes
FQCA-041 |  | GRILL: electric, commercial |  |  | Grill - electric | 1 | No | yes
FQCA-042 |  | GRILL: electric, contact, commercial |  |  | Griller - contact | 3 | No | yes
FQCA-043 |  | GRILL: electric, contact, sandwich maker |  |  | Sandwich maker | 3 | No | yes
FQCA-044 |  | GRILL: gas, commercial |  |  | Griddle - gas | 1 | No | yes | [6 empty] | yes
FQCA-045 |  | HOTPLATE: single element |  |  | Hotplate - single element | 1 | No
FQCA-046 |  | KETTLE: electric |  | KETTLE_electric FQCA-046_3D Shaded | Kettle - electric | 3 | Yes | yes | [8 empty] | KETTLE_electric | FQCA-046
FQCA-047 |  | KETTLE: tilting |  |  | Kettle - tilting | 1 | No | yes
FQCA-048 |  | KITCHEN EQUIPMENT: loose pots, pans, cutlery, utensils |  |  | Kitchen Equipment | 1 | No
FQCA-049 |  | MACHINE: coffee, espresso |  |  | Coffee machine, espresso | 3 | No | yes |  | yes
FQCA-050 |  | MACHINE: coffee, mobile |  |  | Coffee maker - mobile | 3 | No | yes
FQCA-051 |  | MACHINE: ice, catering |  |  | Ice machine - catering | 1 | No | yes |  | yes
FQCA-052 |  | MACHINE: ice, non-potable |  |  | Ice machine | 2 | No | yes |  | yes
FQCA-053 |  | MACHINE: juice |  |  | Juice machine | 3 | No | yes
FQCA-054 |  | MACHINE: vending |  |  | Vending Machine | 3 | No | yes | opt
FQCA-055 |  | MACHINE: vending, cold, drinks |  | MACHINE_vending_cold_drinks FQCA-055_3D Shaded | Vending machine - cold drinks | 3 | Yes | yes | opt | [7 empty] | MACHINE_vending_cold_drinks | FQCA-055
FQCA-056 |  | MACHINE: vending, hot, food/drinks |  |  | Vending machine - hot food/drink | 3 | No | yes | opt
FQCA-057 |  | MACHINE: vending, snacks |  | MACHINE_vending_snacks FQCA-057_3D Shaded | Vending machine - snacks | 3 | Yes | yes | opt | [7 empty] | MACHINE_vending_snacks | FQCA-057
FQCA-058 |  | MIXER: food, commercial |  |  | Mixer - Hobart | 3 | No | yes
FQCA-059 |  | MIXER: food, domestic |  |  | Mixer | 1 | No | yes
FQCA-060 |  | MIXER: milkshake |  |  | Mixer - milkshake | 3 | No | yes
FQCA-061 |  | OVEN: benchtop |  |  | Oven - benchtop | 3 | No | yes
FQCA-062 |  | OVEN: combi, steamer |  |  | Combi oven/ steamer | 1 | No | yes |  | opt
FQCA-063 |  | OVEN: electric |  | OVEN_electric FQCA-063_3D Shaded | Oven - electric | 1 | Yes | yes | [8 empty] | OVEN_electric | FQCA-063
FQCA-064 |  | OVEN: gas |  |  | Oven - gas | 1 | No | yes | [6 empty] | yes
FQCA-065 |  | OVEN: hot air |  |  | Oven - hot air | 1 | No | yes
FQCA-066 |  | OVEN: microwave, commercial |  |  | Oven - microwave, commercial | 3 | No | yes
FQCA-067 |  | OVEN: microwave, domestic |  | OVEN_microwave_domestic FQCA-067_3D Shaded | Oven - microwave, domestic | 3 | Yes | yes | [8 empty] | OVEN_microwave_domestic | FQCA-067
FQCA-068 |  | OVEN: vacuum |  |  | Oven - vacuum | 1 | No | yes
FQCA-069 |  | PAN: bratt |  |  | Bratt pan | 1 | No | yes
FQCA-070 |  | PROCESSOR: food |  |  | Processor - food | 3 | No | yes
FQCA-071 |  | RANGE: cooking, gas |  |  | Cooking range - gas | 1 | No | yes | [6 empty] | yes
FQCA-072 |  | RANGEHOOD |  | RANGEHOOD FQCA-072_3D Shaded | Rangehood | 1 | Yes | yes | [8 empty] | RANGEHOOD | FQCA-072
FQCA-073 |  | SALAMANDER: benchtop |  |  | Salamander - benchtop | 3 | No | yes
FQCA-074 |  | SALAMANDER: inbuilt |  |  | Salamander | 1 | No | yes
FQCA-075 |  | SERVERY: fixed, stainless steel |  |  | Servery - SS, built-in | 1 | No
FQCA-076 |  | SHARPENER: Knife |  |  | Knife Sharper | 3 | No
FQCA-077 |  | STOVE: domestic, electric |  |  | Stove - domestic, electric | 1 | No | yes
FQCA-078 |  | TOASTER: commercial |  |  | Toaster - commercial | 3 | No | yes
FQCA-079 |  | TOASTER: conveyor |  |  | Toaster - conveyor | 1 | No | yes
FQCA-080 |  | TOASTER: domestic |  | TOASTER_domestic FQCA-080_3D Shaded | Toaster - electric | 3 | Yes | yes | [8 empty] | TOASTER_domestic | FQCA-080
FQCA-081 |  | TOASTER: griller |  |  | Toaster - griller | 3 | No | yes
FQCA-082 |  | TROLLEY: food delivery, hot/cold |  | TROLLEY_meal FQCA-082_3D Shaded | Trolley - food delivery, hot/ cold | 3 | Yes | yes | [8 empty] | TROLLEY_meal | FQCA-082
FQCA-083 |  | TROLLEY: food delivery, hot/cold, underbench |  | TROLLEY_meal FQCA-083_3D Shaded | Trolley - food delivery, hot/ cold | 3 | No | yes | [8 empty] | TROLLEY_meal | FQCA-083
FQCA-084 |  | TROLLEY: food, rethemalisation |  |  | Cart - rethermalising food | 3 | No | yes
FQCA-085 |  | TROLLEY: plating |  |  | Cart - plating | 3 | No | opt
FQCA-086 |  | WARMER: bottle, mobile |  | WARMER_gel FQCA-086 (PP)_3D Shaded | Warmer - bottle, mobile | 3 | Yes | yes | [8 empty] | WARMER_gel | FQCA-086 (PP)
FQCA-087 |  | WARMER: pie |  |  | Warmer - pie | 3 | No | yes
FQCA-088 |  | WASHER: pots |  |  | Washer - pots | 1 | No | yes |  | yes | opt
FQCA-089 |  | COOKTOP: induction |  | COOKTOP_Induction FQCA-089 - Induction Cooktop_3D Shaded | Cooktop - electric | 1 | Yes | yes | [8 empty] | COOKTOP_Induction | FQCA-089 - Induction Cooktop
FQCW-001 |  | BALER: cardboard |  |  | Baler - cardboard | 3 | No | yes
FQCW-002 |  | BIN: recycling toner |  |  | Recycling toner box | 3 | No
FQCW-003 |  | BIN: waste, cardboard |  |  | Waste bin - cardboard | 3 | No
FQCW-004 |  | BIN: waste, clinical, 120L |  | BIN_waste_120L FQCW-004_3D Shaded | Waste bin - clinical | 3 | Yes | [9 empty] | BIN_waste_120L | FQCW-004
FQCW-005 |  | BIN: waste, clinical, 20L |  | BIN_waste_20L FQCW-005_3D Shaded | Waste bin - clinical, 20 litres | 3 | Yes | [9 empty] | BIN_waste_20L | FQCW-005
FQCW-006 |  | BIN: waste, clinical, 240L |  | BIN_waste_240L FQCW-006_3D Shaded | Waste bin - clinical | 3 | Yes | [9 empty] | BIN_waste_240L | FQCW-006
FQCW-007 |  | BIN: waste, clinical, 30L |  |  | Waste bin - clinical, 30 Litre | 3 | No
FQCW-008 |  | BIN: waste, clinical, 50L |  | BIN_Waste_50L FQCW-008 - Clinical Waste_3D Shaded |  | 3 | Yes | [9 empty] | BIN_Waste_50L | FQCW-008 - Clinical Waste
FQCW-009 |  | BIN: waste, clinical, 660L skip |  |  | Waste Bin Clinical 660 Litre | 3 | No
FQCW-010 |  | BIN: waste, clinical, 80L |  | BIN_Waste_80L FQCW-010 - Clinical Waste 80L_3D Shaded |  | 3 | Yes | [9 empty] | BIN_Waste_80L | FQCW-010 - Clinical Waste 80L
FQCW-011 |  | BIN: waste, clinical, adjustable, sharps bin, 120L |  |  | Waste bin - clinical | 3 | No | [9 empty] | BIN_waste_120L | FQCW-011
FQCW-012 |  | BIN: waste, cytotoxic, 20L |  | BIN_Waste_Cytotoxic_20Litre FQCW-012_3D Shaded |  | 3 | Yes | [9 empty] | BIN_Waste_Cytotoxic_20Litre | FQCW-012
FQCW-013 |  | BIN: waste, cytotoxic, 240L |  | BIN_waste_240L FQCW-013_3D Shaded | Waste bin - cytotoxic | 3 | No | [9 empty] | BIN_waste_240L | FQCW-013
FQCW-014 |  | BIN: waste, general, 10L |  |  | Waste bin - paper, 10 Litre | 3 | No
FQCW-015 |  | BIN: waste, general, 120L |  | BIN_waste_120L FQCW-015(PP)_3D Shaded | Waste bin - 120 Litre | 3 | Yes | [9 empty] | BIN_waste_120L | FQCW-015(PP)
FQCW-016 |  | BIN: waste, general, 20L |  | BIN_waste_20L FQCW-016_3D Shaded | Waste bin - general | 3 | Yes | [9 empty] | BIN_waste_20L | FQCW-016
FQCW-017 |  | BIN: waste, general, 240L |  | BIN_waste_240L FQCW-017_3D Shaded | Waste bin - general | 3 | Yes | [9 empty] | BIN_waste_240L | FQCW-017
FQCW-018 |  | BIN: waste, general, 30L |  |  | Waste bin - fliptop, 30 Litre | 3 | No
FQCW-019 |  | BIN: waste, general, 50L |  | BIN_Waste_50L FQCW-019 - General Waste_3D Shaded | Waste bin - fliptop, 50 Litre | 3 | Yes | [9 empty] | BIN_Waste_50L | FQCW-019 - General Waste
FQCW-020 |  | BIN: waste, general, 80L |  |  | Waste bin - 80 litre | 3 | Yes
FQCW-021 |  | BIN: waste, general, recessed |  |  | Waste bin - recessed | 1 | No
FQCW-022 |  | BIN: waste, general, skip 660 litre |  |  | Waste Bin General 660 Litre | 3 | Yes
FQCW-023 |  | BIN: waste, outdoor |  |  | Waste bin - outdoor | 1 | No
FQCW-024 |  | BIN: waste, pharmaceutical and anatomical, 20L |  |  | Waste bin - pharmaceutical, 20 Litre | 3 | No
FQCW-025 |  | BIN: waste, pharmaceutical and anatomical, 240L |  |  |  | 3 | No | [9 empty] | BIN_waste_240L | FQCW-025
FQCW-026 |  | BIN: waste, pharmaceutical and anatomical, 80L |  |  |  | 3 | No
FQCW-027 |  | BIN: waste, recycling, paper, 120L |  |  |  | 3 | No
FQCW-028 |  | BIN: waste, recycling, paper, 20L |  |  | Waste bin - paper, 20 Litre | 3 | No
FQCW-029 |  | BIN: waste, recycling, paper, 240L |  | BIN_waste_240L FQCW-029_3D Shaded | Waste bin - paper, recycling | 3 | Yes | [9 empty] | BIN_waste_240L | FQCW-029
FQCW-030 |  | BIN: waste, recycling, paper, 30L |  |  | Waste bin - paper, 30 Litre | 3 | No
FQCW-031 |  | BIN: waste, recycling, paper, 50L |  |  | Waste bin - paper, 50 Litre | 3 | No
FQCW-032 |  | BIN: waste, recycling, paper, 660L skip |  |  |  | 3 | No
FQCW-033 |  | BIN: waste, recycling, paper, 80L |  |  |  | 3 | Yes
FQCW-034 |  | BIN: waste, recycling, paper, secure |  |  | Waste bin - secure, paper | 3 | No
FQCW-035 |  | BIN: waste, recycling, plastics, 50L |  | BIN_Waste_50L FQCW-035 - Recycling Plastics_3D Shaded | Waste bin - plastic / can, 50 Litre | 3 | Yes | [9 empty] | BIN_Waste_50L | FQCW-035 - Recycling Plastics
FQCW-036 |  | BIN: waste, recycling, plastics, 660L skip |  |  | Waste bin - plastic / can, 660 Litre | 3 | No
FQCW-037 |  | BIN: waste, sanitary |  | BIN_waste_sanitary FQCW-037_3D Shaded | Waste bin - sanitary | 3 | Yes | [9 empty] | BIN_waste_sanitary | FQCW-037
FQCW-038 |  | BIN: waste, secure |  | BIN_waste_240L FQCW-038_3D Shaded | Waste bin - secure | 3 | Yes | [9 empty] | BIN_waste_240L | FQCW-038
FQCW-039 |  | BIN: waste, sharps, floor standing, 120L |  |  |  | 3 | No
FQCW-040 |  | BIN: waste, sharps, floor standing, 50L |  |  |  | 3 | No | [9 empty] | BIN_waste_50L | FQCW-040
FQCW-041 |  | BIN: waste, sharps, floor standing, 80L |  |  |  | 3 | No
FQCW-042 |  | BIN: waste, sharps, on benchtop |  |  |  | 3 | No
FQCW-043 |  | BIN: waste, sharps, on trolley |  | BIN_mounted FQCW-043_3D Shaded | Sharps bin; on trolley | 3 | Yes | [9 empty] | BIN_mounted | FQCW-043
FQCW-044 |  | BIN: waste, sharps, wall mounted | Requires bracket | BIN_mounted FQCW-044_3D Shaded | Sharps bin | 3 | Yes | [9 empty] | BIN_mounted | FQCW-044
FQCW-045 |  | BUCKET: cleaner |  | BUCKET_cleaner FQCW-045_3D Shaded | Bucket - cleaner's | 3 | Yes | [9 empty] | BUCKET_Cleaner | FQCW-045
FQCW-046 |  | CLEANER: carpet, shampooer |  |  | Carpet shampooer | 3 | No | yes
FQCW-047 |  | CLEANER: scrubber, floor |  |  | Scrubber - floor | 3 | No | yes
FQCW-048 |  | CLEANER: steam |  |  | Steam cleaner | 3 | No | yes
FQCW-049 |  | CLEANER: sweeper, carpet |  |  | Sweeper | 3 | No
FQCW-050 |  | CLEANER: vacuum, commercial |  | CLEANER_vacuum_commercial FQCW-050_3D Shaded | Vacuum cleaner - commercial | 3 | No | yes | [8 empty] | CLEANER_vacuum_commercial | FQCW-050
FQCW-051 |  | CLEANER: vacuum, wet and dry |  |  | Vacuum cleaner - wet & dry | 3 | No | yes
FQCW-052 |  | COMPACTOR: waste |  |  | Compactor - waste | 1 | No | yes | [5 empty] | opt
FQCW-053 |  | INCINERATOR: sanitary |  |  | Incinerator: sanitary | 1 | No | yes
FQCW-054 |  | INCINERATOR: waste |  |  | Incinerator - waste | 1 | No | yes
FQCW-055 |  | MACHINE: washing, coin-operated |  |  | Washing machine - coin op. | 3 | No | yes |  | yes | opt |  | yes | yes
FQCW-056 |  | MACHINE: washing, domestic |  | MACHINE_washing_domestic FQCW-056_3D Shaded | Washing machine - domestic | 3 | Yes | yes |  | yes | yes |  | yes | yes |  |  | MACHINE_washing_domestic | FQCW-056
FQCW-057 |  | MACHINE: washing, industrial |  |  | Washing machine - industrial | 3 | No | yes |  | yes | yes |  | yes | yes
FQCW-058 |  | MOP |  | MOP FQCW-058_3D Shaded | Mop | 3 | Yes | [9 empty] | MOP | FQCW-058
FQCW-059 |  | POLISHER: floor, scrubber |  | POLISHER_floor_scrubber FQCW-059_3D Shaded | Polisher scrubber - floor | 3 | No | yes | [8 empty] | POLISHER_floor_scrubber | FQCW-059
FQCW-060 |  | BIN: waste, cytotoxic, 50L |  | BIN_Waste_Cytotoxic_50Litre FQCW-060_3D Shaded | Waste bin - cytotoxic | 3 | Yes | [9 empty] | BIN_Waste_Cytotoxic_50Litre | FQCW-060
FQCW-061 |  | BIN: waste, pharmaceutical |  | BIN_Waste_Pharmaceutical FQCW-061 - Pharmaceutical Waste Bin_3D Shaded | Waste bin - cytotoxic | 3 | Yes | [9 empty] | BIN_Waste_Pharmaceutical | FQCW-061 - Pharmaceutical Waste Bin
FQCW-062 |  | BIN: waste, recycling, comingled, 50L |  | BIN_Waste_50L FQCW-062 - Recycling Comingled_3D Shaded |  | 3 | Yes | [9 empty] | BIN_Waste_50L | FQCW-062 - Recycling Comingled
FQCW-063 |  | MACHINE: washing, domestic, front loading |  | MACHINE_Washing_Domestic_FrontLoading FQCW-063 - Washing Machine_3D Shaded | Washing machine - domestic | 3 | Yes | yes |  | yes | yes |  | yes | yes |  |  | MACHINE_Washing_Domestic_FrontLoading | FQCW-063 - Washing Machine
FQCW-064 |  | BIN: waste, paper, secure, 20L |  | BIN_waste_20L FQCW-064 - Secure Paper_3D Shaded | Waste bin - secure, paper | 3 | Yes | [9 empty] | BIN_waste_20L | FQCW-064 - Secure Paper
FQCW-065 |  | BIN: waste, pharmaceutical 50L |  | BIN_Waste_50L FQCW-065 - Pharmaceutical Waste_3D Shaded | Waste bin - cytotoxic | 3 | Yes | [9 empty] | BIN_Waste_50L | FQCW-065 - Pharmaceutical Waste
FQCW-066 | FQCW-066 | BIN: waste, sharps, on benchtop, shielded |  |  |  | 3 | Yes | [9 empty] | BIN_SharpsDisposal_Shielded | FQCW-066 - Shielded Sharps Bin
FQDW-001 |  | DESK: adj height, 1500W x 750D x 750H nom. |  | DESK_FixedHeight FQDW-001 - 1500W x 750D x 750H_3D Shaded | Desk | 3 | Yes | [9 empty] | DESK_FixedHeight | FQDW-001 - 1500W x 750D x 750H
FQDW-002 |  | DESK: adj height, 1800W x 750D x 750H nom. |  | DESK_AdjustableHeight FQDW-002 - 1800W x 750D x 750H_3D Shaded | Desk - with computer workstation | 3 | Yes | [9 empty] | DESK_AdjustableHeight | FQDW-002 - 1800W x 750D x 750H
FQDW-003 |  | DESK: adj height, 800W x 900D x 750H nom., with shelf |  |  | Table - computer | 3 | No | [9 empty] | DESK_adj_height_800Wx900Dx750H_nom._with_shelf | FQDW-003
FQDW-004 |  | KEYBOARD SHELF: drop down, for workstation |  | KEYBOARD_SHELF FQDW-004_3D Shaded | Keyboard shelf - drop down | 1 | No | [9 empty] | KEYBOARD_SHELF | FQDW-004
FQDW-005 |  | KEYBOARD SHELF: slide out, for workstation |  |  | Keyboard shelf - slide out | 1 | No | [9 empty] | KEYBOARD_SHELF | FQDW-005
FQDW-006 |  | LECTERN: mobile |  | LECTERN_mobile FQDW-006_3D Shaded | Lectern | 3 | Yes | [9 empty] | LECTERN_mobile | FQDW-006
FQDW-007 |  | PARTITION: full height, for workstation |  |  | Workstation - with partitions | 3 | No
FQDW-008 |  | PARTITION: glazed, for workstation, workstation system |  |  | Workstation - with glazed partitions | 3 | No
FQDW-009 |  | PARTITION: half height, for workstation |  |  | Workstation - with half partitions | 3 | No
FQDW-010 |  | SHELF: workstation system |  | SHELF_for_workstation_workstation_system FQDW-010_3D Shaded | Workstation - shelving unit | 3 | No | [9 empty] | SHELF_for_workstation_workstation_system | FQDW-010
FQDW-012 |  | WORKSTATION: 120 degree, adj height, 1200/1200W x 750D x 750H nom. |  |  |  | 3 | No
FQDW-013 |  | WORKSTATION: 120 degree, adj height, 1350/1350W x 750D x 750H nom. |  |  |  | 3 | No
FQDW-014 |  | WORKSTATION: 120 degree, adj height, 1500/1500W x 750D x 750H nom. |  |  |  | 3 | No
FQDW-015 |  | WORKSTATION: 120 degree, adj height, 1650/1650W x 750D x 750H nom. |  |  |  | 3 | No
FQDW-016 |  | WORKSTATION: 120 degree, adj height, 1800/1800W x 750D x 750H nom. |  |  |  | 3 | No
FQDW-017 |  | WORKSTATION: corner, adj height, 1500/1500W x 750D x 750H nom. |  |  |  | 3 | No
FQDW-018 |  | WORKSTATION: corner, adj height, 1800/1500W x 750D x 750H nom. |  |  |  | 3 | No
FQDW-019 |  | WORKSTATION: corner, adj height, 1800/1800W x 750D x 750H nom. |  | WORKSTATION_corner_adj_height FQDW-019_3D Shaded | Workstation - computer | 3 | No | [9 empty] | WORKSTATION_corner_adj_height | FQDW-019
FQDW-020 |  | WORKSTATION: corner, adj height, 2100/1500W x 750D x 750H nom. |  |  |  | 3 | No
FQDW-021 |  | WORKSTATION: corner, adj height, 2100/1800W x 750D x 750H nom. |  |  |  | 3 | No
FQDW-022 |  | WORKSTATION: corner, adj height, 2400/1500W x 750D x 750H nom. |  |  |  | 3 | No
FQDW-023 |  | WORKSTATION: corner, adj height, 2400/1800W x 750D x 750H nom. |  |  |  | 3 | No
FQDW-025 |  | DESK: built in, return end, anti ligature |  | DESK_built_in_return_end_anti_ligature1 FQDW-025_3D Shaded | Desk - built in | 1 | Yes | [9 empty] | DESK_built_in_return_end_anti_ligature1 | FQDW-025
FQDW-026 |  | WORKSTATION: computer |  |  | Workstation - computer | 3 | No
FQDW-027 |  | WORKSTATION: straight, adj height, 1200W x 600D x 750H nom. |  |  |  | 3 | No
FQDW-028 |  | WORKSTATION: straight, adj height, 1200W x 750D x 750H nom. |  | TABLE_adjustable_workstation FQDW-028_3D Shaded |  | 3 | Yes | [9 empty] | TABLE_adjustable_workstation | FQDW-028
FQDW-029 |  | WORKSTATION: straight, adj height, 1350W x 750D x 750H nom. |  |  |  | 3 | No
FQDW-030 |  | WORKSTATION: straight, adj height, 1500W x 750D x 750H nom. |  |  |  | 3 | No | [9 empty] | DESK_adj_height | FQDW-030(PP)
FQDW-031 |  | WORKSTATION: straight, adj height, 1650W x 750D x 750H nom. |  | DESK_AdjustableHeight FQDW-031 - 1650W x 750D x 750H_3D Shaded |  | 3 | Yes | [9 empty] | DESK_AdjustableHeight | FQDW-031 - 1650W x 750D x 750H
FQDW-032 |  | WORKSTATION: straight, adj height, 1800W x 750D x 750H nom. |  | DESK_FixedHeight FQDW-032 - 1800W x 750D x 750H_3D Shaded |  | 3 | No | [9 empty] | DESK_FixedHeight | FQDW-032 - 1800W x 750D x 750H
FQDW-033 |  | WORKSTATION: straight, adj height, 2100W x 750D x 750H nom. |  |  |  | 3 | No | [9 empty] | DESK | FQDW-033.1
FQDW-034 |  | WORKSTATION: straight, adj height, 2400W x 750D x 750H nom. |  |  |  | 3 | No
FQDW-035 |  | WORKSTATION: straight, adj height, 900W x 600D x 750H nom. |  |  |  | 3 | No
FQDW-036 |  | PARTITION: workstation system |  | PARTITION_workstation_system FQDW-036_3D Shaded | Workstation - partitions | 3 | No | [9 empty] | PARTITION_workstation_system | FQDW-036
FQDW-037 |  | DESK: adj height, 1500W x 750D x 750H nom. |  | DESK_AdjustableHeight FQDW-037 - 1500W x 750D x 750H_3D Shaded | Desk | 3 | Yes | [9 empty] | DESK_AdjustableHeight | FQDW-037 - 1500W x 750D x 750H
FQDW-038 |  | DESK: adj height, 1000W x 800D x 750H nom. |  |  |  | 3 | No | [9 empty] | DESK_adj_height | FQDW-038
FQDW-039 |  | DESK: adj height, 800W x 600D x 1000H nom. |  | DESK_AdjustableHeight FQDW-039 - 800W x 600D x 1000H_3D Shaded |  | 3 | No | [9 empty] | DESK_AdjustableHeight | FQDW-039 - 800W x 600D x 1000H
FQDW-040 |  | DESK: fixed height, 1200W x 750D x 720H |  | DESK_FixedHeight FQDW-040 - 1200W x 750D x 720H_3D Shaded |  | 3 | Yes | [9 empty] | DESK_FixedHeight | FQDW-040 - 1200W x 750D x 720H
FQDW-043 |  | PARTITION: workstation system, acoustic |  | PARTITION_workstation_system FQDW-043_3D Shaded | Workstation - partitions | 3 | Yes | [9 empty] | PARTITION_workstation_system | FQDW-043
FQDW-044 |  | WORKSTATION: straight, adj height, 1800W x 800D x 750H nom. |  | TABLE_adjustable_workstation FQDW-044_3D Shaded |  | 3 | Yes | [9 empty] | TABLE_adjustable_workstation | FQDW-044
FQDW-045 |  | DESK: adj height, 2400W x 750D x 750H nom. |  | DESK_AdjustableHeight FQDW-045 - 2400W x 750D x 750H_3D Shaded | Desk | 3 | Yes | [9 empty] | DESK_AdjustableHeight | FQDW-045 - 2400W x 750D x 750H
FQDW-046 |  | WORKSTATION: pharmacy,straight, adj height, 1800W x 750D x 900H nom. |  | WORKSTATION_Pharmacy_AdjustableHeight FQDW-046 - 1800W x 750D x 900H_3D Shaded |  | 3 | Yes | [9 empty] | WORKSTATION_Pharmacy_AdjustableHeight | FQDW-046 - 1800W x 750D x 900H
FQDW-047 |  | WORKSTATION: pharmacy, services spine bench |  | WORKSTATION_Pharmacy_ServicesSpine_Bench FQDW-047 - Services Spine Bench_3D Shaded |  | 3 | Yes | [9 empty] | WORKSTATION_Pharmacy_ServicesSpine_Bench | FQDW-047 - Services Spine Bench
FQDW-048 |  | WORKSTATION: pharmacy, services spine shelves |  | WORKSTATION_Pharmacy_ServicesSpine_Shelves FQDW-048 - Services Spine Shelves_3D Shaded |  | 3 | Yes | [9 empty] | WORKSTATION_Pharmacy_ServicesSpine_Shelves | FQDW-048 - Services Spine Shelves
FQDW-049 |  | DESK: adj height, 1200W x 600D x 750H nom. |  | DESK_AdjustableHeight FQDW-049 - 1200W x 600D x 750H_3D Shaded |  | 3 | Yes | [9 empty] | DESK_AdjustableHeight | FQDW-049 - 1200W x 600D x 750H
FQDW-051 |  | DESK: adj height, 1500W x 600D x 900H nom. |  | DESK_AdjustableHeight FQDW-051 - 1500W x 600D x 900H_3D Shaded | Desk | 3 | Yes | [9 empty] | DESK_AdjustableHeight | FQDW-051 - 1500W x 600D x 900H
FQDW-052 |  | DESK: adj height, 1000W x 600D x 750H nom. |  | DESK_AdjustableHeight FQDW-052 - 1000W x 600D x 750H_3D Shaded |  | 3 | Yes | [9 empty] | DESK_AdjustableHeight | FQDW-052 - 1000W x 600D x 750H
FQDW-053 |  | DESK: fixed height, 1000W x 600D x 720H |  | DESK_FixedHeight FQDW-053 - 1000W x 600D x 720H_3D Shaded |  | 3 | Yes | [9 empty] | DESK_FixedHeight | FQDW-053 - 1000W x 600D x 720H
FQDW-054 | FQDW-054 | WORKSTATION: straight, adj height, 1600W x 750D x 750H nom. |  |  |  | 3 | Yes
FQDW-075 | FQDW-075 | WORKSTATION SYSTEM: cable tray, soft wired power and data |  |  |  | 3 | Yes
FQGE-001 |  | AQUARIUM: fish tank, c/w accessories |  |  | Fish tank & accessories | 3 | No
FQGE-002 |  | ARTWORK |  | ARTWORK FQGE-002_3D Shaded | Artwork | 3 | Yes | [9 empty] | ARTWORK | FQGE-002
FQGE-003 |  | CHARGER: battery |  |  | Charger - battery | 3 | Yes
FQGE-004 |  | CHARGER: forklift |  |  | Fork lift - charger | 3 | No
FQGE-005 |  | CLOCK: analogue, battery operated |  | CLOCK_analogue FQGE-005_3D Shaded | Clock - battery operated | 3 | Yes | [9 empty] | CLOCK_analogue | FQGE-005
FQGE-006 |  | CONVEYOR: automatic |  |  | Conveyor - automatic | 1 | No
FQGE-007 |  | CONVEYOR: belt |  |  | Conveyor - belt | 1 | No
FQGE-008 |  | CONVEYOR: gravity roll |  |  | Conveyor - gravity roll | 1 | No
FQGE-009 |  | CURTAIN: bed screen |  | CURTAIN FQGE-009_3D Shaded | Curtain - bed screen | 3 | Yes | [9 empty] | CURTAIN | FQGE-009
FQGE-010 |  | CURTAIN: privacy screen |  | CURTAIN FQGE-010_3D Shaded | Curtain - privacy screen | 3 | Yes | [9 empty] | CURTAIN | FQGE-010
FQGE-011 |  | CURTAIN: shower |  | CURTAIN FQGE-011_3D Shaded | Curtain - shower | 3 | Yes | [9 empty] | CURTAIN | FQGE-011
FQGE-012 |  | DRESSER UNIT |  |  | Dresser unit | 1 | No
FQGE-013 |  | DRILL: cordless |  |  | Drill - cordless | 3 | No
FQGE-014 |  | DRILL: power |  |  | Drill - power | 3 | No
FQGE-015 |  | DRYER: clothes, domestic |  | DRYER_clothes_domestic FQGE-015_3D Shaded | Dryer - tumble, domestic | 3 | Yes | yes | [8 empty] | DRYER_clothes_domestic | FQGE-015
FQGE-016 |  | DRYER: clothes, industrial |  |  | Dryer - clothes, industrial | 3 | No
FQGE-017 |  | DRYER: hair |  |  | Dryer - hair | 3 | No
FQGE-018 |  | DRYER: hand |  |  | Dryer - hand | 1 | No
FQGE-019 |  | DRYER: hand/paper towel combined unit |  |  | Dryer - hand/ paper towel combined unit | 1 | No
FQGE-020 |  | ELEVATOR: commercial, dumbwaiter |  |  | Dumbwaiter | 1 | No
FQGE-021 |  | FAN: portable |  |  | Fan - portable | 3 | No
FQGE-022 |  | FORKLIFT |  |  | Fork lift | 3 | No
FQGE-023 |  | FORKLIFT: walk behind |  |  | Fork lift - walk behind model | 3 | No
FQGE-024 |  | GUILLOTINE: paper trimming |  |  | Guillotine - paper trimming | 3 | No
FQGE-025 |  | HAIR CLIPPER: battery operated |  |  | Hair clipper - battery operated | 3 | No
FQGE-026 |  | HAMMER: percussion |  |  | Percussion hammer | 3 | No
FQGE-027 |  | HANGER: plan drawing |  |  | Hanger - plan drawing | 3 | No
FQGE-028 |  | IRON: clothes, electric |  | IRON_clothes_electric FQGE-028_3D Shaded | Iron - electric | 3 | Yes | yes | [8 empty] | IRON_clothes_electric | FQGE-028
FQGE-029 |  | IRONING BOARD |  |  | Ironing board | 3 | No
FQGE-030 |  | LADDER |  |  | Ladder | 3 | No
FQGE-031 |  | LADDER: step |  |  | Step ladder | 3 | No
FQGE-032 |  | LATHE |  |  | Lathe | 3 | No
FQGE-033 |  | LEVELLER: dock |  |  | Dock leveller | 1 | No
FQGE-034 |  | MACHINE: ATM |  | MACHINE_ATM FQGE-034_3D Shaded | ATM machine | 3 | No | [9 empty] | MACHINE_ATM | FQGE-034
FQGE-035 |  | MACHINE: binding |  |  | Binding machine | 3 | No
FQGE-036 |  | MACHINE: cash counting |  |  | Cash counting machine | 3 | No
FQGE-037 |  | MACHINE: cash register |  | EQUIPMENT FQGE-037_3D Shaded | Cash register | 3 | Yes | [9 empty] | EQUIPMENT | FQGE-037
FQGE-038 |  | MACHINE: electronic funds transfer at point of sale (EFTPOS) |  | MACHINE_EFTPOS FQGE-038_3D Shaded | EFTPOS Machine | 3 | Yes | [9 empty] | MACHINE_EFTPOS | FQGE-038
FQGE-039 |  | MACHINE: labelling, fabric |  |  | Labelling machine - fabric | 3 | No
FQGE-040 |  | MACHINE: laminating |  |  | Laminating machine | 3 | No | yes
FQGE-041 |  | MACHINE: milling |  |  | Machine - milling | 3 | No
FQGE-042 |  | MACHINE: parking ticket |  |  | Parking ticket machine | 3 | No
FQGE-043 |  | MACHINE: sewing |  | MACHINE_Sewing FQGE-043 - Sewing Machine_3D Shaded | Sewing machine | 3 | Yes | [9 empty] | MACHINE_Sewing | FQGE-043 - Sewing Machine
FQGE-044 |  | MAT: baby change |  | MAT_baby_change FQGE-044_3D Shaded | Baby change mat | 3 | No | [9 empty] | MAT_baby_change | FQGE-044
FQGE-045 |  | MIRROR: mobile, 1800H |  |  | Mirror - mobile | 3 | No
FQGE-046 |  | MOWER: tractor, ride-on |  |  | Tractor/ ride on mower | 3 | No
FQGE-047 |  | MULCHER |  |  | Mulcher | 1 | No
FQGE-048 |  | OVERLOCKER |  |  | Overlocker | 3 | No
FQGE-049 |  | PHOTOCOPIER: benchtop |  | PRINTER_desktop FQGE-049_3D Shaded | Photocopier - benchtop | 3 | No | yes | yes | [7 empty] | PRINTER_desktop | FQGE-049
FQGE-050 |  | PHOTOCOPIER: floorstanding |  | PHOTOCOPIER_floorstanding FQGE-050_3D Shaded | Photocopier | 3 | No | yes | yes | [7 empty] | PHOTOCOPIER_floorstanding | FQGE-050
FQGE-051 |  | PLANTER |  |  | Planter | 3 | No
FQGE-052 |  | PRAM |  | PRAM FQGE-052_3D Shaded | Pram | 3 | No | [9 empty] | PRAM | FQGE-052
FQGE-053 |  | PRESS: clothes, ironing, commercial |  |  | Ironing press | 1 | No
FQGE-054 |  | PRESS: vacuum |  |  | Vacuum press | 3 | No
FQGE-055 |  | PRINTER: desktop, inkjet |  |  | Printer - inkjet | 3 | No
FQGE-056 |  | PRINTER: desktop, labels |  | PRINTER_Desktop_Labels FQGE-056 - Labels Printer_3D Shaded | Printer - labels | 3 | Yes | yes | yes | [7 empty] | PRINTER_Desktop_Labels | FQGE-056 - Labels Printer
FQGE-057 |  | PRINTER: desktop, laser |  |  | Printer - laser | 3 | No | [9 empty] | PRINTER_desktop | FQGE-057
FQGE-058 |  | PRINTER: microfilm |  |  | Printer - microfilm | 3 | No
FQGE-059 |  | PROJECTOR: slide |  |  | Projector - slide | 3 | No
FQGE-060 |  | PROJECTOR: movie, surface mounted |  |  | Projector - movie | 3 | No
FQGE-061 |  | READER/PRINTER: film |  |  | Reader/ printer: film | 3 | No
FQGE-062 |  | SANDER: electric |  |  | Sander - electric | 3 | No
FQGE-063 |  | SAND PLAY BOX |  |  | Sand play box | 3 | No
FQGE-064 |  | SAND TRAY TABLE |  |  | Sand tray table | 3 | No
FQGE-065 |  | SAW: power |  |  | Saw - power | 3 | No
FQGE-066 |  | SCANNER: desktop, document |  |  | Computer - scanner | 3 | No
FQGE-067 |  | SCANNER: desktop, document, high resolution |  |  | Scanner - high resolution | 3 | No
FQGE-068 |  | SCREEN: privacy, mobile |  |  | Privacy screen - mobile | 3 | No
FQGE-069 |  | SCREEN: projection, ceiling mounted, automatic |  | SCREEN_projection_ceiling_mounted FQGE-069_3D Shaded | Projection screen - ceiling, auto | 1 | No | yes | [8 empty] | SCREEN_projection_ceiling_mounted | FQGE-069
FQGE-070 |  | SCREEN: projection, ceiling mounted, manual |  | SCREEN_projection_ceiling_mounted FQGE-070_3D Shaded | Projection screen - ceiling mount | 1 | No | [9 empty] | SCREEN_projection_ceiling_mounted | FQGE-070
FQGE-071 |  | SCREEN: projection, portable |  |  | Projection screen - portable | 3 | No
FQGE-072 |  | SCREEN: projection, wall mounted |  |  | Projection screen - wall mounted | 1 | No
FQGE-073 |  | SCREEN: welding, mobile |  |  | Screen - welding, mobile | 3 | No
FQGE-074 |  | SHAVER: electric |  |  | Shaver - electric | 3 | No
FQGE-075 |  | SHREDDER: paper |  |  | Paper shredder | 3 | No
FQGE-076 |  | SIDE BOARD |  |  | Side board | 3 | No
FQGE-077 |  | SLICER: automatic |  |  | Slicer - automatic | 3 | No
FQGE-078 |  | STAND: for projector |  |  | Stand - projector | 3 | No
FQGE-079 |  | STAND: printer |  |  | Stand - printer | 3 | No
FQGE-080 |  | STAND: public telephone |  | EQUIPMENT FQGE-080_3D Shaded | Stand - public telephone | 3 | Yes | [9 empty] | EQUIPMENT | FQGE-080
FQGE-081 |  | STAND: suspension file |  |  | Stand - suspension file | 3 | No
FQGE-082 |  | STAND: television |  |  | Stand - television | 3 | No
FQGE-083 |  | STAND: tripod |  |  | Stand - tripod | 3 | No
FQGE-084 |  | STROLLER: child |  |  | Child's stroller | 3 | No
FQGE-085 |  | TESTER: instrument, high potential |  |  | Hipot instrument tester | 3 | No
FQGE-086 |  | TUG: automated guided vehicle |  |  |  | 1 | No
FQGE-087 |  | TUG: manual |  |  |  | 3 | No
FQGE-088 |  | VICE |  |  | Vice | 3 | No
FQGE-089 |  | WATER PISTOL |  |  | Water pistol | 1 | No
FQGE-090 |  | ZAPPER: insect |  |  | Insect zapper | 1 | No
FQGE-091 |  | FRIDGE: milk, small |  | FRIDGE_domestic2 FQGE-091_3D Shaded |  | 3 | Yes | [9 empty] | FRIDGE_domestic2 | FQGE-091
FQGE-093 |  | PRINTER: desktop, labels, pharmacy |  | PRINTER_Desktop_Labels_Pharmacy FQGE-093 - Labels Printer_3D Shaded | Printer - labels | 3 | Yes | yes | yes | [7 empty] | PRINTER_Desktop_Labels_Pharmacy | FQGE-093 - Labels Printer
FQGE-094 | FQGE-094 | SCANNER: desktop, document, upright |  |  |  | 3 | Yes | [9 empty] | SCANNER_Documents_Upright | FQGE-094 - Upright Scanner
FQGE-095 | FQGE-095 | STEP: safety |  |  |  | 3 | Yes
FQSM-001 |  | BASKET: laundry |  |  | Basket - laundry | 1 | No
FQSM-002 |  | BUCKET: c/w mobile base |  |  | Bucket - on mobile base | 3 | No
FQSM-003 |  | PEDESTAL: mobile, wire basket unit, 840H |  | PEDESTAL_mobile_wire_basket_840H FQSM-003_3D Shaded | Drawer unit - baskets, mobile, 12-Wire | 3 | Yes | [9 empty] | PEDESTAL_mobile_wire_basket_840H | FQSM-003
FQSM-004 |  | PEDESTAL: mobile, wire basket unit with drawer, 840H |  |  | Drawer unit - baskets, 2-Wire+Drawer | 1 | No
FQSM-005 |  | PEDESTAL: mobile, cupboard unit, 660H |  |  | Pedestal cupboard unit - mobile, 660mmH | 3 | No
FQSM-006 |  | PEDESTAL: mobile, cupboard unit, 840H |  |  | Pedestal cupboard unit - mobile, 840mmH | 3 | No
FQSM-007 |  | PEDESTAL: mobile, drawer unit, 660H |  | PEDESTAL_mobile_drawer FQSM-007_3D Shaded | Pedestal drawer unit - mobile, 660mmH | 3 | Yes | [9 empty] | PEDESTAL_mobile_drawer | FQSM-007
FQSM-008 |  | PEDESTAL: mobile, drawer unit, 840H |  |  | Pedestal drawer unit - mobile, 840mmH | 3 | Yes | [9 empty] | PEDESTAL_mobile_drawer | FQSM-008
FQSM-009 |  | PEDESTAL: mobile, filing unit, 660H |  | PEDESTAL_mobile_filing FQSM-009_3D Shaded | Pedestal filing unit - mobile, 660mmH | 3 | No | [9 empty] | PEDESTAL_mobile_filing | FQSM-009
FQSM-010 |  | PEDESTAL: mobile, filing unit, 840H |  |  | Pedestal filing unit - mobile, 840mmH | 3 | No
FQSM-011 |  | RACK: drying, clothes, mobile |  |  | Rack - clothes drying, mobile | 3 | No
FQSM-012 |  | RACK: hanging, mobile |  |  | Rack - hanging, mobile | 3 | No
FQSM-013 |  | RACK: mobile |  |  | Rack - mobile | 3 | No
FQSM-014 |  | SHELVING: stainless steel, mobile |  |  | Shelving - stainless steel, mobile | 3 | No
FQSM-015 |  | SHELVING: stainless steel wire mesh, mobile |  | SHELVING_stainless_steel_wire_mesh_mobile FQSM-015_3D Shaded | Shelving - stainless steel wire mesh, mobile | 3 | Yes | [9 empty] | SHELVING_stainless_steel_wire_mesh_mobile | FQSM-015
FQSM-016 |  | TROLLEY |  | TROLLEY FQSM-016_3D Shaded | Trolley | 3 | Yes | [9 empty] | TROLLEY | FQSM-016
FQSM-017 |  | TROLLEY: 2 tier/shelf |  |  | Trolley - 2 tier/ shelf | 3 | No
FQSM-018 |  | TROLLEY: basket |  |  | Trolley - basket | 3 | No
FQSM-019 |  | TROLLEY: beverage |  |  | Trolley - beverage | 3 | No
FQSM-020 |  | TROLLEY: chrome wire mesh |  |  | Trolley - chrome wire mesh | 3 | No
FQSM-021 |  | TROLLEY: cleaner |  | TROLLEY_cleaner FQSM-021_3D Shaded | Trolley - cleaner's | 3 | Yes | [9 empty] | TROLLEY_cleaner | FQSM-021
FQSM-022 |  | TROLLEY: computer station |  |  | Trolley - computer station | 3 | No
FQSM-023 |  | TROLLEY: computer suspension file |  |  | Trolley - computer suspension file | 3 | No
FQSM-024 |  | TROLLEY: coolroom |  |  | Trolley - coolroom | 3 | No
FQSM-025 |  | TROLLEY: cutlery |  |  | Trolley - cutlery | 3 | No
FQSM-026 |  | TROLLEY: delivery |  |  | Trolley - delivery | 3 | No
FQSM-027 |  | TROLLEY: dishes |  |  | Trolley - dishes | 3 | No
FQSM-028 |  | TROLLEY: document transport |  |  | Trolley - document transport | 3 | No
FQSM-029 |  | TROLLEY: flowers |  | TROLLEY4 FQSM-029_3D Shaded | Trolley - flowers | 3 | No | [9 empty] | TROLLEY4 | FQSM-029
FQSM-030 |  | TROLLEY: laundry, basket |  | TROLLEY_laundry_basket FQSM-030_3D Shaded | Trolley - laundry, basket | 3 | Yes | [9 empty] | TROLLEY_laundry_basket | FQSM-030
FQSM-031 |  | TROLLEY: poly bins |  |  | Trolley - with poly bins | 3 | No
FQSM-032 |  | TROLLEY: receiving |  |  | Trolley - receiving | 3 | Yes
FQSM-033 |  | TROLLEY: shower |  | TROLLEY_Shower FQSM-033 - Shower Trolley_3D Shaded | Trolley - shower | 3 | Yes | [9 empty] | TROLLEY_Shower | FQSM-033 - Shower Trolley
FQSM-034 |  | TROLLEY: shuttle |  |  | Trolley - shuttle | 3 | No
FQSM-035 |  | TROLLEY: small |  | TROLLEY_double_drawer FQSM-035 (PP)_3D Shaded | Trolley - small | 3 | Yes | [9 empty] | TROLLEY_double_drawer | FQSM-035 (PP)
FQSM-036 |  | TROLLEY: storage basket |  |  | Trolley - storage basket | 3 | No
FQSM-037 |  | TROLLEY: tray |  | TROLLEY_meal FQSM-037_3D Shaded | Trolley - tray | 3 | No | [9 empty] | TROLLEY_meal | FQSM-037
FQSM-038 |  | TROLLEY: TV/video |  |  | Trolley - TV / Video | 3 | No
FQSM-039 |  | TROLLEY: waste bag |  | TROLLEY_Double_Waste_Bag FQSM-039_3D Shaded | Trolley - waste bag | 3 | Yes | [9 empty] | TROLLEY_Double_Waste_Bag | FQSM-039
FQSM-040 |  | PEDESTAL: mobile, drawer unit, lockable, 660H |  | PEDESTAL_mobile_filing FQSM-040_3D Shaded | Cupboard - drawer unit, lockable | 3 | Yes | [9 empty] | PEDESTAL_mobile_filing | FQSM-040
FQSM-041 |  | SHELVING: stainless steel wire mesh, 600W x 400D x 2100H, mobile |  | SHELVING_stainless_steel_wire_mesh_mobile1 FQSM-041_3D Shaded | Shelving - stainless steel wire mesh, mobile | 3 | Yes | [9 empty] | SHELVING_stainless_steel_wire_mesh_mobile1 | FQSM-041
FQSM-042 |  | SHELVING: stainless steel wire mesh, for sutures, mobile |  | SHELVING_stainless_steel_wire_mesh_mobile FQSM-042_3D Shaded |  | 3 | Yes | [9 empty] | SHELVING_stainless_steel_wire_mesh_mobile | FQSM-042
FQSM-043 |  | TROLLEY: nested, set of 3, underbench |  | TROLLEY_nested_mobile FQSM-043_3D Shaded | Trolley | 3 | Yes | [9 empty] | TROLLEY_nested_mobile | FQSM-043
FQSM-044 |  | CUPBOARD: mobile, double door, adjustable shelves |  | BENCH_mobile_double_door_adj_shelves FQSM-044_3D Shaded | Pedestal cupboard unit - mobile, 840mmH | 3 | Yes | [9 empty] | BENCH_mobile_double_door_adj_shelves | FQSM-044
FQSM-045 |  | SHELVING: storage solution, 400W x 600D x 2100H nom., wire, mobile |  | SHELVING_StorageSolution_Baskets_Mobile FQSM-045 - 400W x 600D Basket Storage_3D Shaded |  | 3 | Yes | [9 empty] | SHELVING_StorageSolution_Baskets_Mobile | FQSM-045 - 400W x 600D Basket Storage
FQSM-046 |  | SHELVING: storage solution, 600W x 400D x 2100H nom., wire, mobile |  | SHELVING_StorageSolution_Baskets_Mobile FQSM-046 - 600W x 400D Basket Storage_3D Shaded |  | 3 | Yes | [9 empty] | SHELVING_StorageSolution_Baskets_Mobile | FQSM-046 - 600W x 400D Basket Storage
FQSM-047 |  | SHELVING: storage solution, shelving, 400W x 600D x 2100H nom., wire, mobile |  |  |  | 3 | No | [9 empty] | SHELVING_storage_solution_shelving_mobile(PP) | FQSM-047(PP)
FQSM-048 |  | SHELVING: storage solution, shelving, 600W x 400D x 2100H nom., wire, mobile |  | SHELVING_StorageSolution_Shelving_Mobile FQSM-048 - 600W x 400D Shelving_3D Shaded |  | 3 | Yes | [9 empty] | SHELVING_StorageSolution_Shelving_Mobile | FQSM-048 - 600W x 400D Shelving
FQSN-001 |  | BASKET: drop in, pneumatic station |  | BASKET_PneumaticTube_PP FQSN-001(PP) - Pneumatic Tube Station Basket_3D Shaded | Basket - drop-in | 3 | Yes | [9 empty] | BASKET_PneumaticTube_PP | FQSN-001(PP) - Pneumatic Tube Station Basket
FQSN-002 |  | BASKET: wire mesh |  |  | Wire basket | 3 | No
FQSN-003 |  | BASKET: wire mesh, stainless steel |  |  | Basket - stainless steel wire mesh | 3 | No
FQSN-004 |  | BIN: ingredient |  |  | Ingredient bin | 3 | No
FQSN-005 |  | BIN: pharmacy returns |  |  | Pharmacy bin; returns | 3 | No | [9 empty] | BIN_mounted | FQSN-005
FQSN-006 |  | BIN: storage bins, for wall mounted panel |  | BIN_storage FQSN-006_3D Shaded | Storage bins | 3 | Yes | [9 empty] | BIN_storage | FQSN-006
FQSN-007 |  | BIN: storage bins, wire mesh, stainless steel |  | BIN_storage FQSN-007_3D Shaded | Storage bins - stainless steel wire mesh | 1 | Yes | [9 empty] | BIN_storage | FQSN-007
FQSN-008 |  | BOOKCASE |  | BOOKCASE FQSN-008_3D Shaded | Bookcase | 3 | No | [9 empty] | BOOKCASE | FQSN-008
FQSN-009 |  | BOOKCASE: lockable |  |  | Bookcase - lockable | 3 | No
FQSN-010 |  | BOOKCASE: with magazine rack |  |  | Bookcase/ magazine rack | 3 | No
FQSN-011 |  | CABINET: bookcase |  |  | Cabinet - bookcase | 3 | No
FQSN-012 |  | CABINET: cleaning equipment |  |  | Cabinet - cleaning equipment | 1 | Yes
FQSN-013 |  | CABINET: clothes, 900W x 600D x 1800H |  |  | Cabinet - clothes 900Wx600Dx1800H | 3 | No
FQSN-014 |  | CABINET: coat/shoes valet |  |  | Cabinet - coat/shoes valet | 1 | No | [9 empty] | CABINET_coat_shoes_valet | FQSN-014
FQSN-016 |  | CABINET: display |  |  | Cabinet - display | 3 | No
FQSN-017 |  | CABINET: filing, 2 drawer |  |  | Filing cabinet - 2 drawer | 3 | No
FQSN-018 |  | CABINET: filing, 3 drawer |  |  | Filing cabinet - 3 drawer | 3 | No
FQSN-019 |  | CABINET: filing, 4 drawer |  |  | Filing cabinet - 4 drawer | 3 | No
FQSN-020 |  | CABINET: filing, lateral |  |  | Filing cabinet - lateral | 3 | No
FQSN-021 |  | CABINET: filing, plans |  |  | Filing cabinet - plans | 3 | No
FQSN-022 |  | CABINET: fire proof |  |  | Cabinet - Fire proof | 3 | No
FQSN-023 |  | CABINET: ironing board |  | CABINET_ironing_board FQSN-023_3D Shaded | Cabinet - ironing board | 1 | Yes | [9 empty] | CABINET_ironing_board | FQSN-023
FQSN-024 |  | CABINET: medical records |  |  | Cabinet - medical records | 3 | No
FQSN-025 |  | CABINET: medical records/X-Rays |  |  | Cabinet - medical records/ X-rays | 1 | No
FQSN-026 |  | CABINET: medication |  |  | Cabinet - medication | 1 | No
FQSN-027 |  | CABINET: mobile |  |  | Cabinet - mobile | 3 | No
FQSN-028 |  | CABINET: pass through |  | CABINET_PassThrough FQSN-028 - Pass Through Cabinet_3D Shaded | Cabinet - pass through | 1 | Yes | [9 empty] | CABINET_PassThrough | FQSN-028 - Pass Through Cabinet
FQSN-029 |  | CABINET: pharmacy management system, full height |  |  | Cabinet - pharmacy management system, full height | 3 | No | [9 empty] | CABINET_pharmacy_management_system_full_height | FQSN-029
FQSN-030 |  | CABINET: shaving |  |  | Cabinet - shaving | 1 | No
FQSN-031 |  | CABINET: short, single door, tambour, adj shelves, lockable |  | CABINET_tambour FQSN-031_3D Shaded | Cupboard - tambour unit (half) | 3 | Yes | [9 empty] | CABINET_tambour | FQSN-031
FQSN-032 |  | CABINET: stationery slots |  |  | Cabinet - stationery slots | 1 | No
FQSN-033 |  | CABINET: tall, double door, tambour, adj shelves, lockable |  | CABINET_tambour FQSN-033_3D Shaded | Cupboard - tambour unit (full) | 3 | Yes | [9 empty] | CABINET_tambour | FQSN-033
FQSN-034 |  | CABINET: television, lockable |  |  | Cabinet - television, lockable | 1 | No
FQSN-035 |  | CABINET: TV/bookcase |  |  | Cabinet - TV / Bookcase | 3 | No
FQSN-036 |  | CABINET: TV/video |  |  | Cabinet - TV / Video | 3 | No
FQSN-037 |  | CABINET: TV/video, mobile |  |  | Cabinet - TV / Video, mobile | 3 | No
FQSN-038 |  | CABINET: wall oven |  |  | Cabinet - wall oven | 1 | No
FQSN-039 |  | CABINET: X-Ray slots |  |  | Cabinet - X-Ray slots | 1 | No
FQSN-041 |  | CONTAINER: covered |  |  | Container - covered | 3 | No
FQSN-042 |  | CREDENZA: 900W x 550D x 600H |  |  | Credenza - 900Wx550Dx600H | 3 | No
FQSN-043 |  | CREDENZA: 900W x 550D x 650H |  |  | Credenza - 900Wx550Dx650H | 3 | No
FQSN-044 |  | CREDENZA: 900W x 550D x 720H |  |  | Credenza - 900Wx550Dx720H | 3 | No
FQSN-045 |  | CREDENZA: 900W x 550D x 900H |  |  | Credenza - 900Wx550Dx900H | 3 | No
FQSN-046 |  | CREDENZA: bespoke size |  |  |  | 3 | No
FQSN-047 |  | LOCKER |  |  | Locker | 3 | No
FQSN-048 |  | LOCKER: 2 tier (half size) |  | LOCKER_Standard FQSN-048 - 2 Tier Locker_3D Shaded | Locker - 2 tier | 3 | Yes | [9 empty] | LOCKER_Standard | FQSN-048 - 2 Tier Locker
FQSN-049 |  | LOCKER: 3 tier |  |  | Locker - 3 tier | 3 | No
FQSN-050 |  | LOCKER: 4 tier (quarter size) |  | LOCKER_Standard FQSN-050 - 4 Tier Locker_3D Shaded | Locker - 4 tier (1/4 size) | 3 | Yes | [9 empty] | LOCKER_Standard | FQSN-050 - 4 Tier Locker
FQSN-051 |  | LOCKER: 2 drawers, open under, lockable, mobile |  | LOCKER_2_drawers_open_under_lockable_mobile FQSN-051_3D Shaded | Locker - bedside | 3 | Yes | [9 empty] | LOCKER_2_drawers_open_under_lockable_mobile | FQSN-051
FQSN-052 |  | LOCKER: full height |  |  | Locker - full height | 3 | No
FQSN-053 |  | LOCKER: hanging rail unit |  |  | Locker - hanging rail unit | 3 | No
FQSN-054 |  | LOCKER: 2 tier with shoe storage |  | LOCKER_Standard_ShoeStorage FQSN-054 - 2 Tier Locker with shoe storage_3D Shaded | Locker - 4 tier (1/4 size) | 3 | Yes | [9 empty] | LOCKER_Standard_ShoeStorage | FQSN-054 - 2 Tier Locker with shoe storage
FQSN-055 |  | LOCKER: 4 tier with shoe storage |  | LOCKER_Standard_ShoeStorage FQSN-055 - 4 Tier Locker with shoe storage_3D Shaded | Locker - 2 tier | 3 | Yes | [9 empty] | LOCKER_Standard_ShoeStorage | FQSN-055 - 4 Tier Locker with shoe storage
FQSN-056 |  | PALLET JACK: manual |  |  | Pallet jack - manual | 3 | No
FQSN-057 |  | PALLET |  |  | Pallet | 3 | No
FQSN-058 |  | PEDESTAL: unit, built-in |  |  | Pedestal unit - built-in | 1 | No
FQSN-059 |  | SAFE: floor |  |  | Safe - floor | 1 | No
FQSN-060 |  | SAFE: guns |  |  | Safe - guns | 1 | Yes | [9 empty] | SAFE_small | FQSN-060
FQSN-061 |  | SAFE: medium |  |  | Safe - medium | 1 | Yes
FQSN-062 |  | SAFE: small |  |  | Safe - small | 1 | Yes | [9 empty] | SAFE_small | FQSN-062
FQSN-063 |  | SHELVING: compactus |  | SHELVING_Compactus_PP FQSN-063(PP) - Compactus_3D Shaded |  | 3 | Yes | [9 empty] | SHELVING_Compactus_PP | FQSN-063(PP) - Compactus
FQSN-064 |  | SHELVING: compactus, 1050D |  |  |  | 3 | No
FQSN-065 |  | SHELVING: compactus, 1200D |  |  | Shelving unit - compactus | 3 | No
FQSN-066 |  | SHELVING: compactus, 1500D |  |  |  | 3 | No
FQSN-067 |  | SHELVING: compactus, 1800D |  |  |  | 3 | No
FQSN-068 |  | SHELVING: compactus, 900D |  |  |  | 3 | No
FQSN-069 |  | SHELVING: floor standing, metal |  |  | Metal shelving - 1200x300x2100 | 3 | No
FQSN-070 |  | SHELVING: floor standing, 750W x 600D x 2100H nom., wire |  |  |  | 3 | No
FQSN-071 |  | SHELVING: floor standing, 750W x 600D x 2100H nom., metal |  |  | Metal shelving - 750x600x2100 | 3 | No
FQSN-072 |  | SHELVING: floor standing, 750W x 600D x 2100H nom. |  |  |  | 3 | No
FQSN-073 |  | SHELVING: floor standing, 750W x 450D x 2100H nom., wire |  |  |  | 3 | No
FQSN-074 |  | SHELVING: floor standing, 750W x 450D x 2100H nom., metal |  |  |  | 3 | No
FQSN-075 |  | SHELVING: floor standing, 750W x 450D x 2100H nom. |  |  |  | 3 | No
FQSN-076 |  | SHELVING: floor standing, 750W x 400D x 2100H nom., wire |  |  |  | 3 | No
FQSN-077 |  | SHELVING: floor standing, 750W x 400D x 2100H nom., metal |  |  | Metal shelving - 750x400x2100 | 3 | No
FQSN-078 |  | SHELVING: floor standing, 750W x 400D x 2100H nom. |  |  |  | 3 | No
FQSN-079 |  | SHELVING: floor standing, 900W x 600D x 2100H nom., wire |  |  |  | 3 | Yes | [9 empty] | SHELVING_FloorStanding_Wire | FQSN-079 - Wire Shelving, Floor Standing
FQSN-080 |  | SHELVING: floor standing, 900W x 600D x 2100H nom., metal |  |  | Metal shelving - 900x600x2100 | 3 | No | [9 empty] | SHELVING_floor_standing | FQSN-080
FQSN-081 |  | SHELVING: floor standing, 900W x 600D x 2100H nom. |  |  |  | 3 | No
FQSN-082 |  | SHELVING: floor standing, 900W x 450D x 2100H nom., wire |  | SHELVING_FloorStanding_Wire FQSN-082 - Wire Shelving, Floor Standing_3D Shaded |  | 3 | Yes | [9 empty] | SHELVING_FloorStanding_Wire | FQSN-082 - Wire Shelving, Floor Standing
FQSN-083 |  | SHELVING: floor standing, 900W x 450D x 2100H nom., metal |  |  | Metal shelving: 900x450x2100 | 3 | No
FQSN-084 |  | SHELVING: floor standing, 900W x 450D x 2100H nom. |  |  |  | 3 | No
FQSN-085 |  | SHELVING: floor standing, 900W x 400D x 2100H nom., wire |  | SHELVING_FloorStanding_Wire FQSN-085 - Wire Shelving, Floor Standing_3D Shaded |  | 3 | Yes | [9 empty] | SHELVING_FloorStanding_Wire | FQSN-085 - Wire Shelving, Floor Standing
FQSN-086 |  | SHELVING: floor standing, 900W x 400D x 2100H nom., metal |  | SHELVING_floor_standing FQSN-086_3D Shaded | Metal shelving - 900x400x2100 | 3 | Yes | [9 empty] | SHELVING_floor_standing | FQSN-086
FQSN-087 |  | SHELVING: floor standing, 900W x 400D x 2100H nom. |  |  |  | 3 | No
FQSN-088 |  | SHELVING: floor standing, 1200W x 600D x 2100H nom., wire |  |  |  | 3 | No
FQSN-089 |  | SHELVING: floor standing, 1200W x 600D x 2100H nom., metal |  |  | Metal shelving - 1200x600x2100 | 3 | No | [9 empty] | SHELVING_floor_standing | FQSN-089
FQSN-090 |  | SHELVING: floor standing, 1200W x 600D x 2100H nom. |  |  |  | 3 | No
FQSN-091 |  | SHELVING: floor standing, 1200W x 450D x 2100H nom., wire |  |  |  | 3 | No
FQSN-092 |  | SHELVING: floor standing, 1200W x 450D x 2100H nom., metal |  |  |  | 3 | No
FQSN-093 |  | SHELVING: floor standing, 1200W x 450D x 2100H nom. |  |  |  | 3 | No
FQSN-094 |  | SHELVING: floor standing, 1200W x 400D x 2100H nom., wire |  |  |  | 3 | No
FQSN-095 |  | SHELVING: floor standing, 1200W x 400D x 2100H nom., metal |  | SHELVING_floor_standing FQSN-095_3D Shaded | Metal shelving - 1200x400x2100 | 3 | No | [9 empty] | SHELVING_floor_standing | FQSN-095
FQSN-096 |  | SHELVING: floor standing, 1200W x 400D x 2100H nom. |  |  |  | 3 | No
FQSN-097 |  | SHELVING: floor standing, 1500W x 600D x 2100H nom., wire |  |  |  | 3 | No
FQSN-098 |  | SHELVING: floor standing, 1500W x 600D x 2100H nom., metal |  |  |  | 3 | No
FQSN-099 |  | SHELVING: floor standing, 1500W x 600D x 2100H nom. |  |  |  | 3 | No
FQSN-100 |  | SHELVING: floor standing, 1500W x 450D x 2100H nom., wire |  |  |  | 3 | No
FQSN-101 |  | SHELVING: floor standing, 1500W x 450D x 2100H nom., metal |  |  |  | 3 | No
FQSN-102 |  | SHELVING: floor standing, 1500W x 450D x 2100H nom. |  |  |  | 3 | No
FQSN-103 |  | SHELVING: floor standing, 1500W x 400D x 2100H nom., wire |  |  |  | 3 | No
FQSN-104 |  | SHELVING: floor standing, 1500W x 400D x 2100H nom., metal |  |  |  | 3 | No
FQSN-105 |  | SHELVING: floor standing, 1500W x 400D x 2100H nom. |  |  |  | 3 | No
FQSN-106 |  | SHELVING: floor standing, 1800W x 600D x 2100H nom., wire |  |  |  | 3 | No
FQSN-107 |  | SHELVING: floor standing, 1800W x 600D x 2100H nom., metal |  |  |  | 3 | No
FQSN-108 |  | SHELVING: floor standing, 1800W x 600D x 2100H nom. |  |  |  | 3 | No
FQSN-109 |  | SHELVING: floor standing, 1800W x 450D x 2100H nom., wire |  |  |  | 3 | No
FQSN-110 |  | SHELVING: floor standing, 1800W x 450D x 2100H nom., metal |  |  |  | 3 | No
FQSN-111 |  | SHELVING: floor standing, 1800W x 450D x 2100H nom. |  |  |  | 3 | No
FQSN-112 |  | SHELVING: floor standing, 1800W x 400D x 2100H nom., wire |  |  |  | 3 | No
FQSN-113 |  | SHELVING: floor standing, 1800W x 400D x 2100H nom., metal |  |  | Metal shelving - 1800x400x2100 | 3 | No
FQSN-114 |  | SHELVING: floor standing, 1800W x 400D x 2100H nom. |  |  |  | 3 | No
FQSN-135 | FQSN-135 | CABINET: single door, tambour, adj shelves, lockable, 1200H |  |  |  | 3 | Yes
FQSN-136 |  | STORAGE UNIT: magnetic tape |  |  | Magnetic tape unit | 3 | No
FQSN-137 |  | TOY BOX & TOYS |  | EQUIPMENT FQSN-137_3D Shaded | Toy box & toys | 3 | No | [9 empty] | EQUIPMENT | FQSN-137
FQSN-138 |  | PALLET: half size |  | PALLET_HalfSize FQSN-138 - Half Size Pallet_3D Shaded | Pallet | 3 | Yes | [9 empty] | PALLET_HalfSize | FQSN-138 - Half Size Pallet
FQTA-001 |  | TABLE: bedside |  | TABLE_bedside FQTA-001_3D Shaded | Table - bedside | 3 | Yes | [9 empty] | TABLE_bedside | FQTA-001
FQTA-002 |  | TABLE: bespoke design |  |  |  | 3 | No
FQTA-003 |  | TABLE: children's play |  | TABLE_ChildrensPlay FQTA-003 - Childrens Play Table_3D Shaded | Table - child | 3 | Yes | [9 empty] | TABLE_ChildrensPlay | FQTA-003 - Childrens Play Table
FQTA-004 |  | TABLE: coffee, bespoke shape, low height |  |  | Table - coffee | 3 | No
FQTA-005 |  | TABLE: outdoor |  |  | Table - outdoor | 1 | No
FQTA-006 |  | TABLE: oval |  |  |  | 3 | No
FQTA-007 |  | TABLE: oval, 1500L, dining height |  |  |  | 3 | No
FQTA-008 |  | TABLE: oval, 1500L, low height |  |  |  | 3 | No
FQTA-009 |  | TABLE: oval, 1500L, work height |  |  |  | 3 | No
FQTA-010 |  | TABLE: oval, 1800L, dining height |  |  |  | 3 | No
FQTA-011 |  | TABLE: oval, 1800L, low height |  |  |  | 3 | No
FQTA-012 |  | TABLE: oval, 1800L, work height |  |  |  | 3 | No
FQTA-013 |  | TABLE: overbed |  | TABLE_overbed FQTA-013_3D Shaded | Table - overbed | 3 | Yes | [9 empty] | TABLE_overbed | FQTA-013
FQTA-014 |  | TABLE: photography |  |  | Table - photography | 3 | No
FQTA-015 |  | TABLE: rectangular, 1200L x 900W, dining height |  |  |  | 3 | No
FQTA-016 |  | TABLE: rectangular, 1200L x 900W, low height |  |  |  | 3 | No
FQTA-017 |  | TABLE: rectangular 1200L x 900W, work height |  | TABLE_square_rectangular FQTA-017_3D Shaded | Table - meeting | 3 | No | [9 empty] | TABLE_square_rectangular | FQTA-017
FQTA-018 |  | TABLE: rectangular, 1500L x 1200W, dining height |  |  |  | 3 | No
FQTA-019 |  | TABLE: rectangular, 1500L x 1200W, low height |  |  |  | 3 | No
FQTA-020 |  | TABLE: rectangular, 1500L x 1200W, work height |  | TABLE_square_rectangular FQTA-020_3D Shaded | Table - meeting | 3 | No | [9 empty] | TABLE_square_rectangular | FQTA-020
FQTA-021 |  | TABLE: rectangular, 1500L x 900W, dining height |  |  |  | 3 | No
FQTA-022 |  | TABLE: rectangular, 1500L x 900W, low height |  |  |  | 3 | No
FQTA-023 |  | TABLE: rectangular, 1500L x 900W, work height |  |  |  | 3 | Yes
FQTA-024 |  | TABLE: rectangular, 1800L x 1200W, dining height |  |  |  | 3 | No
FQTA-025 |  | TABLE: rectangular, 1800L x 1200W, low height |  |  |  | 3 | No
FQTA-026 |  | TABLE: rectangular, 1800L x 1200W, work height |  |  |  | 3 | No
FQTA-027 |  | TABLE: rectangular, 1800L x 900W |  |  | Table - 1800x900 | 3 | No
FQTA-028 |  | TABLE: rectangular, 1800L x 900W, dining height |  |  |  | 3 | No | [9 empty] | TABLE_square_rectangular | FQTA-028(PP)
FQTA-029 |  | TABLE: rectangular, 1800L x 900W, low height |  |  |  | 3 | No
FQTA-030 |  | TABLE: rectangular, 1800L x 900W, work height |  |  |  | 3 | No
FQTA-031 |  | TABLE: rectangular, 2400L x 1200W |  |  | Table - 2400x1200 | 3 | No
FQTA-032 |  | TABLE: rectangular, 850L x 550W, work height |  |  | Table - adjustable height | 3 | No | [9 empty] | TABLE_square_rectangular | FQTA-032
FQTA-033 |  | TABLE: rectangular, 900L x 600W, dining height |  |  |  | 3 | No
FQTA-034 |  | TABLE: rectangular, 900L x 600W, low height |  | TABLE_coffee FQTA-034_3D Shaded |  | 3 | Yes | [9 empty] | TABLE_coffee | FQTA-034
FQTA-035 |  | TABLE: rectangular, 900L x 600W, work height |  |  |  | 3 | No
FQTA-036 |  | TABLE: rectangular, bespoke size |  |  |  | 3 | No
FQTA-037 |  | TABLE: round, 1200 diam, counter height |  |  |  | 3 | No
FQTA-038 |  | TABLE: round, 1200 diam, dining height |  |  |  | 3 | No
FQTA-039 |  | TABLE: round, 1200 diam, low height |  |  |  | 3 | No
FQTA-040 |  | TABLE: round, 1200 diam, work height |  |  |  | 3 | No
FQTA-041 |  | TABLE: round, 1500 diam, dining height |  |  |  | 3 | No
FQTA-042 |  | TABLE: round, 1500 diam, low height |  |  |  | 3 | No
FQTA-043 |  | TABLE: round, 1500 diam, work height |  |  |  | 3 | No
FQTA-044 |  | TABLE: round, 1800 diam, dining height |  |  |  | 3 | No
FQTA-045 |  | TABLE: round, 1800 diam, low height |  |  |  | 3 | No
FQTA-046 |  | TABLE: round, 1800 diam, work height |  |  |  | 3 | No
FQTA-047 |  | TABLE: round, 500 diam, counter height |  |  |  | 3 | No
FQTA-048 |  | TABLE: round, 500 diam, dining height |  |  |  | 3 | No
FQTA-049 |  | TABLE: round, 500 diam, low height |  |  |  | 3 | Yes | [9 empty] | TABLE_Round_Small_LowHeight_PP | FQTA-049 - Low Table
FQTA-050 |  | TABLE: round, 500 diam, work height |  |  |  | 3 | No
FQTA-051 |  | TABLE: round, 600 diam, counter height |  |  |  | 3 | No
FQTA-052 |  | TABLE: round, 600 diam, dining height |  |  |  | 3 | No
FQTA-053 |  | TABLE: round, 600 diam, low height |  | TABLE_round_600_diam_low_height FQTA-053_3D Shaded | Table - small | 3 | No | [9 empty] | TABLE_round_600_diam_low_height | FQTA-053
FQTA-054 |  | TABLE: round, 600 diam, work height |  |  |  | 3 | No
FQTA-055 |  | TABLE: round, 900 diam, dining height |  | TABLE_round FQTA-055_3D Shaded | Table - round, 900 diameter | 3 | Yes | [9 empty] | TABLE_round | FQTA-055
FQTA-056 |  | TABLE: round, 900 diam, low height |  |  |  | 3 | No
FQTA-057 |  | TABLE: round, 900 diam, work height |  | TABLE_round FQTA-057_3D Shaded | Table - round | 3 | Yes | [9 empty] | TABLE_round | FQTA-057
FQTA-058 |  | TABLE: round, bespoke size |  |  |  | 3 | No
FQTA-059 |  | TABLE: square, 1100W, dining height |  | TABLE_square_rectangular FQTA-059_3D Shaded | Table - dining | 3 | Yes | [9 empty] | TABLE_square_rectangular | FQTA-059
FQTA-060 |  | TABLE: square, 1200W, dining height |  |  |  | 3 | No
FQTA-061 |  | TABLE: square, 1200W, low height |  |  |  | 3 | No
FQTA-062 |  | TABLE: square, 1200W, work height |  |  |  | 3 | No
FQTA-063 |  | TABLE: square, 1500W, dining height |  |  |  | 3 | No
FQTA-064 |  | TABLE: square, 1500W, low height |  |  |  | 3 | No
FQTA-065 |  | TABLE: square, 1500W, work height |  |  |  | 3 | No
FQTA-066 |  | TABLE: square, 1800W, dining height |  |  |  | 3 | No
FQTA-067 |  | TABLE: square, 1800W, low height |  |  |  | 3 | No
FQTA-068 |  | TABLE: square, 1800W, work height |  |  |  | 3 | No
FQTA-069 |  | TABLE: square, 500W, counter height |  |  |  | 3 | No
FQTA-070 |  | TABLE: square, 500W, dining height |  |  |  | 3 | No
FQTA-071 |  | TABLE: square, 500W, low height |  | TABLE_square_rectangular FQTA-071(PP) - 500w Low Height_3D Shaded |  | 3 | Yes | [9 empty] | TABLE_square_rectangular | FQTA-071(PP) - 500w Low Height
FQTA-072 |  | TABLE: square, 500W, work height |  |  |  | 3 | No
FQTA-073 |  | TABLE: square, 600W, counter height |  |  |  | 3 | No
FQTA-074 |  | TABLE: square, 600W, dining height |  |  |  | 3 | No
FQTA-075 |  | TABLE: square, 600W, low height |  | TABLE_square_rectangular FQTA-075_3D Shaded | Table - low | 3 | Yes | [9 empty] | TABLE_square_rectangular | FQTA-075
FQTA-076 |  | TABLE: square, 600W, work height |  |  |  | 3 | No
FQTA-077 |  | TABLE: square, 800W, dining height | Square | TABLE_square_rectangular FQTA-077_3D Shaded | Table - dining | 3 | Yes | [9 empty] | TABLE_square_rectangular | FQTA-077
FQTA-078 |  | TABLE: square, 900W, counter height |  |  |  | 3 | No
FQTA-079 |  | TABLE: square, 900W, dining height |  |  |  | 3 | No | [9 empty] | TABLE_square_rectangular | FQTA-079
FQTA-080 |  | TABLE: square, 900W, low height |  |  |  | 3 | No
FQTA-081 |  | TABLE: square, 900W, work height |  |  |  | 3 | No
FQTA-082 |  | TABLE: square, bespoke size |  |  |  | 3 | No
FQTA-083 |  | TABLE: bedside, anti ligature |  | TABLE_bedside_MH FQTA-083_3D Shaded | Table - bedside | 3 | Yes | [9 empty] | TABLE_bedside_MH | FQTA-083
FQTA-084 |  | TABLE: adjustable height, hand therapy |  | TABLE_AdjustableHeight_HandTherapy FQTA-084 - Hand Therapy Table_3D Shaded |  | 3 | Yes | [9 empty] | TABLE_AdjustableHeight_HandTherapy | FQTA-084 - Hand Therapy Table
FQTA-085 |  | TABLE: square, 1100W, adjustable height |  | TABLE_square_rectangular FQTA-085 - 1100W x 1100D x Adj Height_3D Shaded |  | 3 | Yes | [9 empty] | TABLE_square_rectangular | FQTA-085 - 1100W x 1100D x Adj Height
FQTA-086 | FQTA-086 | TABLE: meeting room, folding |  |  |  | 3 | Yes

## FS
Australasian Health Facility Guidelines
ICS DATA SHEET: FIRE SERVICES (FS)
NOTE: services connections are compiled only for equipment items in use in Standard Components & must be verified against equipment selection
Item Code | Project Specific Code | Item Description | Extended Descriptions | Item Code (previous) | Item Description (previous) | Budget Group | In use within Standard Components | Electrical Connection(s) | Data Connection(s) | Cold Water Connection(s) | Hot Water Connection(s) | Warm Water Connection(s) | Tap Connection(s) | Drainage Connection(s) | Gas Connection(s) | Steam Connection(s) | AusHFG Revit Content: Family Name | AusHFG Revit Content: Type Name
FSDE-001 |  | ALARM: fire, mimic panel |  |  | Fire alarm mimic panel | 1 | No
FSDE-002 |  | DETECTOR: fire |  |  | Fire detectors | 1 | No
FSDE-003 |  | DETECTOR: heat |  |  | Heat Detector | 1 | No
FSDE-004 |  | DETECTOR: smoke |  | DETECTOR_smoke FSDE-004_3D Shaded | Smoke detectors | 1 | Yes | [9 empty] | DETECTOR_smoke | FSDE-004
FSDE-006 |  | EWIS: Emergency Warning and Intercommunication System |  |  | EWIS | 1 | No | yes
FSDE-007 |  | FIP: Fire Indicator Panel |  |  | FIP | 1 | No
FSDE-008 |  | CONTROL PANEL: fire and EWIS |  | CONTROL_PANEL_fire_and_EWIS FSDE-008_3D Shaded | Control panel - fire & EWIS | 1 | No | yes | [8 empty] | CONTROL_PANEL_fire_and_EWIS | FSDE-008
FSDE-009 |  | HANDSET: warden intercom point (WIP) phone |  |  | WIP phone | 1 | No
FSPV-001 |  | DOOR RELEASE: on alarm, magnetic |  |  | Magnetic Door Release | 1 | No
FSPV-002 |  | FIRE SUPPRESSION: drenchers |  |  | Drenchers | 1 | No
FSPV-003 |  | EVACUATION PLAN: wall hung |  |  | Wall hung items - Evacuation Plan | 1 | No
FSPV-004 |  | FIRE EXTINGUISHER |  | FIREEXTINGUISHER_WallMounted FSPV-004 - Fire Extinguisher_3D Shaded | Fire extinguisher | 1 | Yes | [9 empty] | FIREEXTINGUISHER_WallMounted | FSPV-004 - Fire Extinguisher
FSPV-005 |  | FIRE EXTINGUISHER: blanket |  | FIREEXTINGUISHER_FireBlanket FSPV-005 - Fire Blanket_3D Shaded | Fire extinguisher - Blanket | 1 | Yes | [9 empty] | FIREEXTINGUISHER_FireBlanket | FSPV-005 - Fire Blanket
FSPV-006 |  | FIRE EXTINGUISHER: CO2 |  |  | Fire extinguisher - CO2 | 1 | No
FSPV-007 |  | FIRE EXTINGUISHER: dry chemical |  |  | Fire extinguisher - Dry chemical | 1 | No
FSPV-008 |  | FIRE EXTINGUISHER: foam/powder |  |  | Fire extinguisher - Foam/powder | 1 | No
FSPV-009 |  | FIRE HOSE REEL |  |  | Hose reel | 1 | No
FSPV-011 |  | FIRE HOSE REEL: high pressure, retractable |  |  | Hose reel - High pressure retractable | 1 | No
FSPV-014 |  | FIRE SUPPRESSION: sprinklers |  | FIRE_SUPPRESSION_sprinklers FSPV-014_3D Shaded | Sprinklers | 1 | No |  |  | yes | [6 empty] | FIRE_SUPPRESSION_sprinklers | FSPV-014
FSPV-015 |  | FIRE SUPPRESSION: sprinklers, flush to ceiling |  |  |  | 1 | No

## HY
Australasian Health Facility Guidelines
ICS DATA SHEET: HYDRAULIC SERVICES (HY)
NOTE: services connections are compiled only for equipment items in use in Standard Components & must be verified against equipment selection
Item Code | Project Specific Code | Item Description | Extended Descriptions | Item Code (previous) | Item Description (previous) | Budget Group | In use within Standard Components | Electrical Connection(s) | Data Connection(s) | Cold Water Connection(s) | Hot Water Connection(s) | Warm Water Connection(s) | Tap Connection(s) | Drainage Connection(s) | Gas Connection(s) | Steam Connection(s) | AusHFG Revit Content: Family Name | AusHFG Revit Content: Type Name
HYBA-001 |  | BASIN: ensuite |  |  | Basin - ensuite | 1 | No |  |  | yes |  | yes | yes | yes
HYBA-002 |  | BASIN: ensuite, with vanity unit |  | BASIN_ensuite HYBA-002_3D Shaded | Basin - ensuite | 1 | Yes |  |  | yes |  | yes | yes | yes |  |  | BASIN_ensuite | HYBA-002
HYBA-003 |  | BASIN: eyewash |  |  | Basin - Eyewash | 1 | No |  |  | yes |  |  | yes | yes |  |  | BASIN_eyewash (PP) | HYBA-003(PP)
HYBA-004 |  | BASIN: hairdressing |  |  | Basin - hairdressing | 1 | No |  |  | yes |  | yes | yes | yes
HYBA-005 |  | BASIN: handwash, accessible |  | BASIN_ensuite HYBA-005_3D Shaded | Basin - handwash, accessible | 1 | Yes |  |  | yes |  | yes | yes | yes |  |  | BASIN_ensuite | HYBA-005
HYBA-006 |  | BASIN: handwash, child |  |  | Basin - handwash, child | 1 | No |  |  | yes |  | yes | yes | yes
HYBA-007 |  | BASIN: handwash, stainless steel |  |  | Basin - handwash, stainless steel | 1 | No |  |  | yes |  | yes | yes | yes
HYBA-008 |  | BASIN: handwash, toddler |  |  | Basin - handwash, toddler | 1 | No |  |  | yes |  | yes | yes | yes
HYBA-009 |  | BASIN: handwash, Type A, scrub |  | BASIN_handwash_Type_A_scrub HYBA-009_3D Shaded | Basin - scrub, Type A | 1 | Yes |  |  | yes |  | yes | yes | yes |  |  | BASIN_handwash_Type_A_scrub | HYBA-009
HYBA-010 |  | BASIN: handwash, Type B |  | BASIN_handwash_Type_B HYBA-010_3D Shaded | Basin - handwash, Type B | 1 | Yes |  |  | yes |  | yes | yes | yes |  |  | BASIN_handwash_Type_B | HYBA-010
HYBA-011 |  | BASIN: handwash, Type C |  | BASIN_ensuite HYBA-011_3D Shaded | Basin - handwash, Type C | 1 | Yes |  |  | yes |  | yes | yes | yes |  |  | BASIN_ensuite | HYBA-011
HYBA-012 |  | BASIN: handwash, Type C, with vanity unit |  | BASIN_ensuite HYBA-012_3D Shaded | Basin - handwash, Type C (with vanity) | 1 | Yes |  |  | yes |  | yes | yes | yes |  |  | BASIN_ensuite | HYBA-012
HYBA-013 |  | BASIN: vanity |  |  | Basin - vanity | 1 | No |  |  | yes |  | yes | yes | yes |  |  | BASIN_vanity | HYBA-013
HYBA-020 |  | BATH: adjustable height, auto |  |  | Bath - adjustable height, auto | 1 | No |  |  | yes |  | yes | yes | yes
HYBA-021 |  | BATH: adjustable height, hydraulic |  |  | Bath - adjustable height, hydraulic | 1 | No |  |  | yes |  | yes | yes | yes |  |  | BATH_adjustable_height_hydraulic | HYBA-021
HYBA-022 |  | BATH: baby |  |  | Bath - baby | 1 | No
HYBA-023 |  | BATH: birthing |  | BATH_birthing HYBA-023_3D Shaded |  | 1 | Yes |  |  | yes |  | yes | yes | yes |  |  | BATH_birthing | HYBA-023
HYBA-024 |  | BATH: corner |  |  | Bath - corner | 1 | No |  |  | yes |  | yes | yes | yes
HYBA-025 |  | BATH: domestic |  | BATH_domestic HYBA-025_3D Shaded | Bath - domestic | 1 | Yes |  |  | yes |  | yes | yes | yes |  |  | BATH_domestic | HYBA-025
HYBA-026 |  | BATH: half size |  |  | Bath - 1/2 size | 1 | No |  |  | yes |  | yes | yes | yes
HYBA-027 |  | BATH: mobile |  |  | Bath, Mobile | 3 | No
HYBA-028 |  | BATH: patient |  |  | Bath - patient | 1 | No |  |  | yes |  | yes | yes | yes |  |  | BATH_domestic | HYBA-028
HYBA-029 |  | BATH: raised |  |  | Bath - raised | 1 | No |  |  | yes |  | yes | yes | yes
HYBA-030 |  | BATH: spa |  |  | Bath - spa | 1 | No |  |  | yes |  | yes | yes | yes
HYBA-040 |  | SINK: cleaner |  | SINK_cleaner HYBA-040_3D Shaded | Sink - cleaner | 1 | Yes |  |  | yes | yes |  | yes | yes |  |  | SINK_cleaner | HYBA-040
HYBA-041 |  | SINK: double, with drainer, half size rinse bowl |  | SINK_double_with_drainer_half_size_rinse_bowl HYBA-041_3D Shaded | Sink & drainer - 1 1/2 bowls | 1 | Yes |  |  | yes | opt | opt | yes | yes |  |  | SINK_double_with_drainer_half_size_rinse_bowl | HYBA-041
HYBA-042 |  | SINK: double, with drainer, centre bowls |  |  | Sink & drainer - double, centre bowls | 1 | No |  |  | yes | opt | opt | yes | yes
HYBA-043 |  | SINK: double |  | SINK_double HYBA-043_3D Shaded | Sink, SS - double in bench | 1 | No |  |  | yes | opt | opt | yes | yes |  |  | SINK_double | HYBA-043
HYBA-044 |  | SINK: draining |  |  | Sink - draining | 1 | No |  |  | yes | yes |  | yes | yes |  |  | SINK_single | HYBA-044
HYBA-045 |  | SINK: double, laundry |  |  | Sink - laundry, double | 1 | No |  |  | yes | opt | opt | yes | yes
HYBA-046 |  | SINK: flushing rim |  | SINK_flushing_rim HYBA-046_3D Shaded | Sink - flushing rim | 1 | No |  |  | yes | opt |  |  | yes |  |  | SINK_flushing_rim | HYBA-046
HYBA-047 |  | SINK: mobile |  |  | Sink - mobile | 3 | No
HYBA-048 |  | SINK: rack washing |  |  | Sink - rack washing | 1 | No |  |  | yes | opt | opt | yes | yes
HYBA-049 |  | SINK: radio-isotope |  |  | Sink - radio-isotope | 1 | No |  |  | yes | opt | opt | yes | yes
HYBA-050 |  | SINK: roller wash |  |  | Sink - roller wash | 1 | No |  |  | yes | opt | opt | yes | yes
HYBA-051 |  | SINK: single |  | SINK_single HYBA-051_3D Shaded | Sink, SS - single in bench | 1 | Yes |  |  | yes | opt | opt | yes | yes |  |  | SINK_single | HYBA-051
HYBA-052 |  | SINK: single, 450 x 350 x 250D |  | SINK_single HYBA-052_3D Shaded | Sink - 450x350x250D | 1 | Yes |  |  | yes | opt | opt | yes | yes |  |  | SINK_single | HYBA-052
HYBA-053 |  | SINK: single, 450 x 350 x 300D |  | SINK_single HYBA-053_3D Shaded | Sink - 450x350x300D | 1 | Yes |  |  | yes | opt | opt | yes | yes |  |  | SINK_single | HYBA-053
HYBA-054 |  | SINK: single, 450 x 450 x 300D |  |  | Sink - 450x450x300D | 1 | No |  |  | yes | opt | opt | yes | yes
HYBA-055 |  | SINK: single, 500 x 450 x 250D |  | SINK_single HYBA-055_3D Shaded | Sink - 500x450x250D | 1 | Yes |  |  | yes | opt | opt | yes | yes |  |  | SINK_single | HYBA-055
HYBA-056 |  | SINK: single, 500 x 450 x 300D |  |  | Sink - 500x450x300D | 1 | No |  |  | yes | opt | opt | yes | yes
HYBA-057 |  | SINK: single, 600 x 400 x 250D |  |  | Sink - 600x400x250D | 1 | No |  |  | yes | opt | opt | yes | yes
HYBA-058 |  | SINK: single, 600 x 400 x 300D |  |  | Sink - 600x400x300D | 1 | No |  |  | yes | opt | opt | yes | yes
HYBA-059 |  | SINK: single, 600 x 450 x 300D |  |  | Sink - 600x450x300D | 1 | No |  |  | yes | opt | opt | yes | yes
HYBA-060 |  | SINK: single, 600 x 450 x 450D |  |  | Sink - 600x450x450D | 1 | No |  |  | yes | opt | opt | yes | yes |  |  | SINK_single | HYBA-060
HYBA-061 |  | SINK: single, 650 x 450 x 250D |  |  | Sink - 650x450x250D | 1 | No |  |  | yes | opt | opt | yes | yes
HYBA-062 |  | SINK: single, 750 x 480 x 275D |  |  | Sink - 750X480X275D | 1 | No |  |  | yes | opt | opt | yes | yes
HYBA-063 |  | SINK: single, 750 x 500 x 300D |  |  | Sink - 750x500x300D | 1 | No |  |  | yes | opt | opt | yes | yes |  |  | SINK_single | HYBA-063
HYBA-064 |  | SINK: single, laundry |  | SINK_single HYBA-064_3D Shaded | Sink - laundry, single | 1 | Yes |  |  | yes | opt | opt | yes | yes |  |  | SINK_single | HYBA-064
HYBA-065 |  | SINK: single, with drainer |  |  | Sink & drainer - single | 1 | No |  |  | yes | opt | opt | yes | yes
HYBA-066 |  | SINK: single, with drainer, 1235mmL |  |  |  | 1 | No |  |  | yes | opt | opt | yes | yes
HYBA-067 |  | SINK: single, with drainer, 1235mm L, left bowl |  |  | Sink & drainer - L bowl, 1235mmL | 1 | No |  |  | yes | opt | opt | yes | yes
HYBA-068 |  | SINK: single, with drainer, 1235mmL, right bowl |  |  | Sink & drainer - R bowl, 1235mmL | 1 | No |  |  | yes | opt | opt | yes | yes
HYBA-069 |  | SINK: single, with drainer, 930mmL |  | SINK_single_with_drainer HYBA-069_3D Shaded | Sink & drainer - single, 930mmL | 1 | Yes |  |  | yes | opt | opt | yes | yes |  |  | SINK_single_with_drainer | HYBA-069
HYBA-070 |  | SINK: single, with drainer, 930mmL, left bowl |  |  | Sink & drainer - L bowl, 930mmL | 1 | No |  |  | yes | opt | opt | yes | yes |  |  | SINK_single_with_drainer | HYBA-070
HYBA-071 |  | SINK: single, with drainer, 930mmL, right bowl |  |  | Sink & drainer - R bowl, 930mmL | 1 | No |  |  | yes | opt | opt | yes | yes |  |  | SINK_single_with_drainer | HYBA-071
HYBA-072 |  | SINK: single, with drainer, centre bowl |  |  | Sink & drainer - single, centre bowl | 1 | No |  |  | yes | opt | opt | yes | yes
HYBA-073 |  | SINK: single, with drainer, left bowl, mini |  |  | Sink & drainer - L bowl, mini | 1 | No |  |  | yes | opt | opt | yes | yes
HYBA-074 |  | SINK: single, with drainer, right bowl, mini |  |  | Sink & drainer - R bowl, mini | 1 | No |  |  | yes | opt | opt | yes | yes
HYBA-075 |  | SINK: slophopper, stainless steel |  |  | Slophopper | 1 | No |  |  | yes | opt |  | yes | yes |  |  | SINK_slophopper_stainless_steel | HYBA-075
HYBA-076 |  | SINK: trough, radiology |  |  | Sink - radiology trough | 1 | No |  |  | yes |  | yes | yes | yes
HYBA-077 |  | SINK: trough, scrub |  | SINK_trough_scrub HYBA-077_3D Shaded | Sink - scrub trough | 1 | Yes |  |  | yes |  | yes | yes | yes |  |  | SINK_trough_scrub | HYBA-077
HYBA-078 |  | BASIN: with integrated shelf |  | BASIN_integrated_shelf HYBA-078_3D Shaded |  | 1 | Yes | [9 empty] | BASIN_integrated_shelf | HYBA-078
HYBA-079 |  | SINK: single, dental |  | SINK_Single_Dental HYBA-079 - Dental Sink_3D Shaded | Sink - 450x350x250D | 1 | Yes |  |  | yes | opt | opt | yes | yes |  |  | SINK_Single_Dental | HYBA-079 - Dental Sink
HYBA-080 |  | SINK: single, with drainer, accessible |  | SINK_Single_Drainer_Accessible HYBA-080 - Sink with Drainer Accessible_3D Shaded |  | 1 | Yes | [9 empty] | SINK_Single_Drainer_Accessible | HYBA-080 - Sink with Drainer Accessible
HYDR-001 |  | DRAIN: special requirements |  | DRAIN_floor_waste HYDR-001_3D Shaded | Drainage | 1 | Yes | [6 empty] | yes |  |  | DRAIN_floor_waste | HYDR-001
HYDR-002 |  | DRAIN: boiling water unit |  |  | Drain - boiling water unit | 1 | No | [6 empty] | yes
HYDR-003 |  | DRAIN: floor trough |  | DRAIN_FloorTrough HYDR-003 - Floor Trough Drain_3D Shaded | Floor trough | 1 | Yes | [6 empty] | yes |  |  | DRAIN_FloorTrough | HYDR-003 - Floor Trough Drain
HYDR-004 |  | DRAIN: floor waste |  | DRAIN_floor_waste HYDR-004_3D Shaded | Floor waste | 1 | Yes | [6 empty] | yes |  |  | DRAIN_floor_waste | HYDR-004
HYDR-005 |  | DRAIN: grease trap |  |  | Grease trap | 1 | No | [6 empty] | yes
HYDR-006 |  | DRAIN: tundish |  | DRAIN_Tundish HYDR-006 - Tundish_3D Shaded | Tundish drain | 1 | Yes | [6 empty] | yes |  |  | DRAIN_Tundish | HYDR-006 - Tundish
HYDR-007 |  | INSPECTION POINT: tundish |  |  | Tundish Inspection Points | 1 | No
HYDR-008 |  | TRAP: plaster |  | TRAP_plaster HYDR-008_3D Shaded | Plaster trap | 1 | Yes | [6 empty] | yes |  |  | TRAP_plaster | HYDR-008
HYDR-009 |  | DRAIN: clear out |  |  |  | 1 | No | [9 empty] | DRAIN_floor_waste | HYDR-009
HYDR-010 |  | DRAIN: floor waste, anti ligature |  | DRAIN_floor_waste HYDR-010_3D Shaded | Floor waste | 1 | Yes | [6 empty] | yes |  |  | DRAIN_floor_waste | HYDR-010
HYDR-011 |  | DRAIN: clear out, anti ligature |  | DRAIN_floor_waste HYDR-011_3D Shaded |  | 1 | Yes | [9 empty] | DRAIN_floor_waste | HYDR-011
HYDR-012 |  | DRAIN: wall drain |  | DRAIN_wall_drain HYDR-012_3D Shaded | Floor waste | 1 | Yes | [6 empty] | yes |  |  | DRAIN_wall_drain | HYDR-012
HYDR-015 |  | DRAIN: tundish unit, integral drainage outlets |  | DRAIN_tundish_integral_drains HYDR-015_3D Shaded | Tundish drain | 1 | Yes | [6 empty] | yes |  |  | DRAIN_tundish_integral_drains | HYDR-015
HYDR-016 |  | DRAIN: floor waste, sealed |  | DRAIN_floor_waste HYDR-016_3D Shaded | Floor waste | 1 | Yes | [6 empty] | yes |  |  | DRAIN_floor_waste | HYDR-016
HYDR-017 |  | DRAIN: floor waste, 300 x 300 |  | DRAIN_FloorWaste_Square HYDR-017 - 300 x 300 Floor Waste_3D Shaded | Floor waste | 1 | Yes | [6 empty] | yes |  |  | DRAIN_FloorWaste_Square | HYDR-017 - 300 x 300 Floor Waste
HYDR-018 |  | DRAIN: tundish, floor drain |  | DRAIN_floor_waste HYDR-018 - Floor Tundish_3D Shaded |  | 1 | Yes | [9 empty] | DRAIN_floor_waste | HYDR-018 - Floor Tundish
HYDR-019 |  | ACCESS PANEL: waterless trap |  | ACCESS PANEL_WaterlessTrap HYDR-019 - Waterless Trap_3D Shaded |  | 1 | Yes | [9 empty] | ACCESS PANEL_WaterlessTrap | HYDR-019 – Waterless Trap
HYGE-001 |  | BOILER: extractor |  |  | Boiler/ Extractor | 1 | No | yes |  | yes
HYGE-002 |  | BOILER: steam, electric |  |  | Steam boiler - electric | 1 | No | yes |  | yes
HYGE-003 |  | BOILING/CHILLED WATER UNIT: Combination |  | BOILING-CHILLED_WATER_UNIT HYGE-003_3D Shaded | Boiling/chilled water unit (comb) | 1 | Yes | yes |  | yes |  |  | yes | yes |  |  | BOILING-CHILLED_WATER_UNIT | HYGE-003
HYGE-004 |  | BOILING WATER UNIT: 15 Litre |  |  | Boiling water unit - 15 Litre | 1 | No | yes |  | yes |  |  | yes | yes
HYGE-005 |  | BOILING WATER UNIT: 25 Litre |  |  | Boiling water unit - 25 Litre | 1 | No | yes |  | yes |  |  | yes | yes
HYGE-006 |  | BOILING WATER UNIT: 3 Litre |  |  | Boiling water unit - 3 Litre | 1 | No | yes |  | yes |  |  | yes | yes
HYGE-007 |  | BOILING WATER UNIT: 40 Litre |  |  | Boiling water unit: 40 Litre | 1 | No | yes |  | yes |  |  | yes | yes
HYGE-008 |  | BOILING WATER UNIT: 5 Litre |  | BOILING-CHILLED_WATER_UNIT HYGE-008_3D Shaded | Boiling water unit - 5 Litre | 1 | Yes | yes |  | yes |  |  | yes | yes |  |  | BOILING-CHILLED_WATER_UNIT | HYGE-008
HYGE-009 |  | BOILING WATER UNIT: 7.5 Litre |  |  | Boiling water unit - 7.5 Litre | 1 | No | yes |  | yes |  |  | yes | yes
HYGE-010 |  | CHILLED WATER UNIT: |  |  | Chilled water unit | 3 | No | yes |  | yes
HYGE-011 |  | CHILLED WATER UNIT: fixed |  |  | Chilled water unit - B/I | 1 | Yes | yes |  | yes | [6 empty] | WATER UNIT_chilled_fixed | HYGE-011(PP) - Drinking Fountain
HYGE-012 |  | WATER TREATMENT: reverse osmosis plant | RO Plant | EQUIPMENT_water_treatment_plant HYGE-012_3D Shaded | Water treatment plant equipment | 3 | Yes | yes |  | yes |  |  |  | yes |  |  | EQUIPMENT_water_treatment_plant | HYGE-012
HYGE-013 |  | HOT WATER UNIT: |  |  | Hot water unit | 1 | No | yes |  | yes |  |  | yes | yes
HYGE-014 |  | PLANT: distribution for water treatment within SSU |  |  |  | 1 | No | yes | opt
HYGE-015 |  | PLANT: water treatment, for SSU clean steam and final rinse |  |  |  | 1 | No | yes | opt | yes
HYGE-016 |  | PUMP: pressure booster |  | PUMP_pressure_booster HYGE-016_3D Shaded | Pump - pressure booster | 3 | Yes | yes | [8 empty] | PUMP_pressure_booster | HYGE-016
HYGE-017 |  | PUMP: rotary |  |  | Pump: rotary | 3 | No | yes
HYGE-018 |  | VALVE: thermostatic, mixing |  |  | Valve - thermostatic mixing | 1 | No |  | opt | yes | yes
HYGE-019 |  | WATER TREATMENT: brine tank | RO Plant | TANK_brine HYGE-019_3D Shaded | Water treatment plant equipment | 1 | Yes | yes |  | yes |  |  |  | yes |  |  | TANK_brine | HYGE-019
HYGE-020 |  | WATER TREATMENT: carbon filter | RO Plant | FILTER_carbon HYGE-020_3D Shaded | Water treatment plant equipment | 1 | Yes | yes |  | yes |  |  |  | yes |  |  | FILTER_carbon | HYGE-020
HYGE-021 |  | WATER TREATMENT: multimedia tank | RO Plant | TANK_multimedia HYGE-021_3D Shaded | Water treatment plant equipment | 1 | Yes | yes |  | yes |  |  |  | yes |  |  | TANK_multimedia | HYGE-021
HYGE-022 |  | WATER TREATMENT: particle filter, 1 micron | RO Plant | FILTER_particle HYGE-022_3D Shaded | Water treatment plant equipment | 1 | Yes | yes |  | yes |  |  |  | yes |  |  | FILTER_particle | HYGE-022
HYGE-023 |  | WATER TREATMENT: particle filter, 5 microns | RO Plant | FILTER_particle HYGE-023_3D Shaded | Water treatment plant equipment | 1 | Yes | yes |  | yes |  |  |  | yes |  |  | FILTER_particle | HYGE-023
HYGE-024 |  | WATER TREATMENT: softener tank | RO Plant | TANK_softener HYGE-024_3D Shaded | Water treatment plant equipment | 1 | Yes | yes |  | yes |  |  |  | yes |  |  | TANK_softener | HYGE-024
HYGE-025 |  | CONTROL PANEL: process cooling water pump |  | CONTROL_PANEL HYGE-025_3D Shaded |  | 1 | Yes | [9 empty] | CONTROL_PANEL | HYGE-025
HYGE-026 |  | TROUGH: boot wash |  | TROUGH_BootWash HYGE-026 - Boot Wash_3D Shaded |  | 1 | Yes | [9 empty] | TROUGH_BootWash | HYGE-026 - Boot Wash
HYGE-027 |  | DEVICE: UV irradiator |  | DEVICE_UVIrradiator HYGE-027 - UV Irradiator_3D Shaded |  | 2 | Yes | [9 empty] | DEVICE_UVIrradiator | HYGE-027 - UV Irradiator
HYGE-028 |  | DEVICE: backflow prevention |  | DEVICE_Backflow_Prevention HYGE-028 - Backflow Prevention_3D Shaded |  | 1 | Yes | [9 empty] | DEVICE_Backflow_Prevention | HYGE-028 - Backflow Prevention
HYTP-001 |  | FLUSH BUTTON: flushing rim sink |  |  |  | 1 | No
HYTP-002 |  | FLUSH BUTTON: toilet suite |  | BUTTON_flush_WC HYTP-002_3D Shaded |  | 1 | Yes | [9 empty] | BUTTON_flush_WC | HYTP-002
HYTP-003 |  | HOSE REEL: retractable |  | HOSE_REEL_retractable HYTP-003_3D Shaded | Hose reel - retractable | 1 | Yes |  |  | yes |  |  | yes |  |  |  | HOSE_REEL_retractable | HYTP-003
HYTP-004 |  | HOSE: spray |  | HOSE_spray HYTP-004_3D Shaded | Hose - spray | 1 | Yes |  |  | yes | yes | [5 empty] | HOSE_spray | HYTP-004
HYTP-005 |  | HOSE: spray, hand held |  |  | Hand held spray | 1 | No |  |  | yes | yes | [5 empty] | HOSE_spray | HYTP-005
HYTP-006 |  | HOSE: spray, pressure control |  | HOSE_spray HYTP-006_3D Shaded | Hose spray - pressure control | 1 | Yes | [9 empty] | HOSE_spray | HYTP-006
HYTP-007 |  | OUTLET: chilled water |  |  | Chilled water supply | 1 | No |  |  | yes
HYTP-008 |  | OUTLET: cold water |  | OUTLET1 HYTP-008_3D Shaded | Cold water: outlet | 1 | Yes |  |  | yes | [6 empty] | OUTLET1 | HYTP-008
HYTP-009 |  | OUTLET: de-ionised water |  |  | Deionised water | 1 | No |  |  | yes
HYTP-010 |  | OUTLET: filtered water |  |  | Filtered water | 1 | No |  |  | yes
HYTP-011 |  | OUTLET: gas, cooking |  |  | Gas: cooking | 1 | No | [7 empty] | yes
HYTP-012 |  | OUTLET: hosecock, cold water |  | OUTLET1 HYTP-012_3D Shaded | Cold water: hosecock | 1 | Yes |  |  | yes | [6 empty] | OUTLET1 | HYTP-012
HYTP-013 |  | OUTLET: hot water |  | OUTLET_hot_water HYTP-013_3D Shaded | Hot water: outlet | 1 | Yes |  |  |  | yes | [5 empty] | OUTLET_hot_water | HYTP-013
HYTP-014 |  | OUTLET: natural gas |  |  | Natural gas | 1 | No | [7 empty] | yes |  | OUTLET1 | HYTP-014
HYTP-015 |  | OUTLET: reverse osmosis (RO) water |  |  | Reverse osmosis (RO) water outlet | 1 | No |  |  | yes | [6 empty] | OUTLET_reverse_osmosis_(RO)_water | HYTP-015
HYTP-016 |  | OUTLET: warm water |  |  | Warm water: outlet | 1 | No |  |  |  |  | yes
HYTP-017 |  | SHOWER: decontamination |  |  | Shower - decontamination | 1 | No |  |  | yes |  | yes | yes | yes |  |  | SHOWER_decontamination | HYTP-017
HYTP-018 |  | SHOWER: fixed rose |  | SHOWER_fixed_rose HYTP-018_3D Shaded | Shower - fixed rose | 1 | Yes |  |  | yes |  | yes | yes | yes |  |  | SHOWER_fixed_rose | HYTP-018
HYTP-019 |  | SHOWER: fixed rose, anti ligature |  | OUTLET_mental_health HYTP-019_3D Shaded | Shower rose - anti-ligature | 1 | Yes |  |  | yes |  | yes | yes | yes |  |  | OUTLET_mental_health | HYTP-019
HYTP-020 |  | SHOWER: hand-held |  | SHOWER_hand_held HYTP-020_3D Shaded | Shower - hand-held | 1 | Yes |  |  | yes |  | yes | yes | yes |  |  | SHOWER_hand_held | HYTP-020
HYTP-021 |  | SHOWER: hand-held, over bath |  | SHOWER_hand_held_over_bath HYTP-021_3D Shaded | Shower - hand-held | 1 | Yes |  |  | yes |  | yes | yes | yes |  |  | SHOWER_hand_held_over_bath | HYTP-021
HYTP-022 |  | SHOWER: safety |  |  | Shower - safety | 1 | No |  |  | yes |  |  | yes | yes
HYTP-023 |  | SHOWER: safety, eyewash combination |  | SHOWER_safety_eyewash_combination HYTP-023_3D Shaded | Safety shower / eyewash combination | 1 | Yes |  |  | yes |  |  | yes | yes |  |  | SHOWER_safety_eyewash_combination | HYTP-023
HYTP-024 |  | SPOUT: basin, anti ligature |  | OUTLET_mental_health HYTP-024_3D Shaded |  | 1 | Yes |  |  | yes |  | yes |  |  |  |  | OUTLET_mental_health | HYTP-024
HYTP-025 |  | SPOUT: basin, basin mounted |  |  |  | 1 | No |  |  | yes |  | yes
HYTP-026 |  | SPOUT: basin, wall mounted |  |  |  | 1 | No |  |  | yes |  | yes
HYTP-027 |  | SPOUT: bath, floor mounted |  |  |  | 1 | No |  |  | yes |  | yes
HYTP-028 |  | SPOUT: bath, wall mounted |  | SPOUT_Bath_WallMounted HYTP-028 - Bath Spout_3D Shaded |  | 1 | Yes |  |  | yes |  | yes |  |  |  |  | SPOUT_Bath_WallMounted | HYTP-028 - Bath Spout
HYTP-029 |  | TAPWARE: boiling/chilled water unit (comb) |  | TAPWARE_boiling-chilled_water_unit HYTP-029_3D Shaded | Tapware - Boiling/chilled water unit (comb) | 1 | Yes | yes |  | yes |  |  | yes | yes |  |  | TAPWARE_boiling-chilled_water_unit | HYTP-029
HYTP-030 |  | TAPWARE: cold |  | TAPWARE1 HYTP-030_3D Shaded | TAP - COLD | 1 | Yes |  |  | yes | [6 empty] | TAPWARE1 | HYTP-030
HYTP-031 |  | TAPWARE: cold, anti ligature |  |  | TAP CORRECTIVE SERVICES: TAP - CORRECTIVE SERVICES - COLD | 1 | No |  |  | yes | [6 empty] | TAPWARE1 | HYTP-031
HYTP-032 |  | TAPWARE: hot |  |  | TAP - HOT | 1 | No |  |  |  | yes | [5 empty] | TAPWARE1 | HYTP-032
HYTP-033 |  | TAPWARE: hot, anti ligature |  |  | TAP CORRECTIVE SERVICES: TAP - CORRECTIVE SERVICES - HOT | 1 | No |  |  |  | yes | [5 empty] | TAPWARE1 | HYTP-033
HYTP-034 |  | TAPWARE: laboratory |  | TAPWARE_Laboratory_BenchMounted HYTP-034 - Laboratory, Bench Mounted_3D Shaded | Tapware - hospital lab | 1 | Yes |  |  | yes | yes | [5 empty] | TAPWARE_Laboratory_BenchMounted | HYTP-034 - Laboratory, Bench Mounted
HYTP-035 |  | TAPWARE: mixer, basin, accessible |  |  |  | 1 | Yes |  |  | yes |  | yes |  |  |  |  | TAPWARE2 | HYTP-035
HYTP-036 |  | TAPWARE: mixer, basin, lever action |  |  | Tapware - basin mixer | 1 | Yes |  |  | yes |  | yes |  |  |  |  | TAPWARE2 | HYTP-036
HYTP-037 |  | TAPWARE: mixer, elbow levers |  | TAPWARE_mixer_elbow_levers HYTP-037_3D Shaded | Tapware - elbow mixer | 1 | Yes |  |  | yes |  | yes |  |  |  |  | TAPWARE_mixer_elbow_levers | HYTP-037
HYTP-038 |  | TAPWARE: mixer, elbow levers, long |  | TAPWARE_wall_mount_elbow_levers HYTP-038_3D Shaded | Tapware - long elbow mixer | 1 | Yes |  |  | yes |  | yes |  |  |  |  | TAPWARE_wall_mount_elbow_levers | HYTP-038
HYTP-039 |  | TAPWARE: mixer, shower, lever action |  | TAPWARE_mixer_shower_lever_action HYTP-039_3D Shaded | Tapware - shower mixer | 1 | Yes |  |  | yes |  | yes |  |  |  |  | TAPWARE_mixer_shower_lever_action | HYTP-039
HYTP-040 |  | TAPWARE: mixer, sink, accessible |  | TAPWARE4 HYTP-040_3D Shaded | Tapware - accessible basin mixer | 1 | Yes |  |  | yes |  | yes |  |  |  |  | TAPWARE4 | HYTP-040
HYTP-041 |  | TAPWARE: mixer, sink, lever action |  |  | Tapware - sink mixer | 1 | No |  |  | yes |  | yes
HYTP-042 |  | TAPWARE: sensor |  | TAPWARE3 HYTP-042_3D Shaded | Tapware - sensor | 1 | Yes |  |  | yes |  | yes |  |  |  |  | TAPWARE3 | HYTP-042
HYTP-043 |  | TAPWARE: spray hose |  |  | Tapware - spray hose | 1 | No |  |  | yes | opt
HYTP-044 |  | TAPWARE: washing, ablutions |  |  | Ablutions washing outlet & tap | 1 | No |  |  | yes |  | opt
HYTP-045 |  | SHOWER: hand-held, accessible |  | SHOWER_hand_held_accessible HYTP-045_3D Shaded | Shower - hand-held | 1 | Yes |  |  | yes |  | yes | yes | yes |  |  | SHOWER_hand_held_accessible | HYTP-045
HYTP-046 |  | TAPWARE: hot and cold taps, shower, anti ligature |  | TAPS_anti_ligature HYTP-046_3D Shaded | TAP CORRECTIVE SERVICES: TAP - CORRECTIVE SERVICES - HOT | 1 | Yes |  |  | yes |  | yes |  |  |  |  | TAPS_anti_ligature | HYTP-046
HYTP-047 |  | TAPWARE: hot and cold taps, basin, anti ligature |  | TAPS_anti_ligature HYTP-047_3D Shaded | TAP CORRECTIVE SERVICES: TAP - CORRECTIVE SERVICES - HOT | 1 | Yes |  |  | yes |  | yes |  |  |  |  | TAPS_anti_ligature | HYTP-047
HYTP-048 |  | SPOUT: birthing pool, high flow, wall mounted |  |  |  | 1 | Yes |  |  | yes |  | yes |  |  |  |  | SPOUT_BirthingPool_WallMounted | HYTP-048 Birthing Pool Spout
HYWC-001 |  | TOILET SUITE: accessible |  | TOILET_SUITE_accessible HYWC-001_3D Shaded | Toilet suite - accessible | 1 | Yes |  |  | yes |  |  | yes | yes |  |  | TOILET_SUITE_accessible | HYWC-001
HYWC-002 |  | TOILET SUITE: bariatric |  | TOILET_SUITE_bariatric HYWC-002_3D Shaded | Toilet suite - bariatric | 1 | Yes |  |  | yes |  |  | yes | yes |  |  | TOILET_SUITE_bariatric | HYWC-002
HYWC-003 |  | TOILET SUITE: bariatric, super |  |  |  | 1 | No |  |  | yes |  |  | yes | yes
HYWC-004 |  | TOILET SUITE: child |  |  | Toilet suite - child | 1 | No |  |  | yes |  |  | yes | yes
HYWC-005 |  | TOILET SUITE: concealed cistern, floor mounted |  |  | Toilet suite - concealed cistern | 1 | Yes |  |  | yes |  |  | yes | yes |  |  | TOILET_SUITE_concealed_cistern_floor_mounted | HYWC-005
HYWC-006 |  | TOILET SUITE: patient |  | TOILET_SUITE HYWC-006_3D Shaded | Toilet suite - patient | 1 | Yes |  |  | yes |  |  | yes | yes |  |  | TOILET_SUITE | HYWC-006
HYWC-007 |  | TOILET SUITE: patient, wall mounted |  |  |  | 1 | No |  |  | yes |  |  | yes | yes
HYWC-008 |  | TOILET SUITE: standard |  | TOILET_SUITE HYWC-008_3D Shaded | Toilet suite - standard | 1 | Yes |  |  | yes |  |  | yes | yes |  |  | TOILET_SUITE | HYWC-008
HYWC-009 |  | TOILET SUITE: standard, wall mounted |  |  | Toilet pan - wall mount | 1 | No |  |  | yes |  |  | yes | yes
HYWC-010 |  | TOILET SUITE: ambulant |  | TOILET_SUITE_Ambulant HYWC-010 - Ambulant Toilet_3D Shaded |  | 1 | Yes | [9 empty] | TOILET_SUITE_Ambulant | HYWC-010 - Ambulant Toilet
HYWC-015 |  | URINAL: trough |  |  | Urinal | 1 | No |  |  | yes |  |  | yes | yes
HYWC-016 |  | URINAL: wall mounted |  |  | Urinal - wall mount | 1 | No |  |  | yes |  |  | yes | yes

## IT
Australasian Health Facility Guidelines
ICS DATA SHEET: INFORMATION & COMMUNICATIONS SERVICES (IT)
NOTE: services connections are compiled only for equipment items in use in Standard Components & must be verified against equipment selection
Item Code | Project Specific Code | Item Description | Extended Descriptions | Item Code (previous) | Item Description (previous) | Budget Group | In use within Standard Components | Electrical Connection(s) | Data Connection(s) | Cold Water Connection(s) | Hot Water Connection(s) | Warm Water Connection(s) | Tap Connection(s) | Drainage Connection(s) | Gas Connection(s) | Steam Connection(s) | AusHFG Revit Content: Family Name | AusHFG Revit Content: Type Name
ITAV-001 |  | CAMERA: television |  |  | Camera - television | 3 | No
ITAV-003 |  | CAMERA: video, portable |  |  | Camera - video, portable | 3 | No
ITAV-004 |  | CEILING ATTACHMENT LOOP |  |  | Ceiling attachment loop | 1 | No
ITAV-005 |  | CONTROL PANEL: AV system, surface mount |  |  |  | 1 | No | Yes | Yes
ITAV-006 | ITAV-006 | CONTROL PANEL: AV system, wall mount |  |  |  | 3 | Yes | Yes | Yes | [7 empty] | CONTROL PANEL_VideoConferencing | ITAV-006 - Video Conference Control Panel
ITAV-007 |  | CONTROL PANEL: AV system, wireless device |  |  |  | 1 | No | Yes | Yes
ITAV-008 |  | HEARING INDUCTION LOOP |  |  | Hearing Induction Loop | 1 | No
ITAV-009 |  | MICROPHONE |  | MICROPHONE ITAV-009 - Microphone_3D Shaded | Microphone | 3 | No | yes | [8 empty] | MICROPHONE | ITAV-009 - Microphone
ITAV-010 |  | MICROPHONE: ceiling mounted |  | MICROPHONE ITAV-010 - Microphone Ceiling Mounted_3D Shaded |  | 2 | Yes | Yes | Yes | [7 empty] | MICROPHONE | ITAV-010 - Microphone Ceiling Mounted
ITAV-011 |  | MICROPHONE: mobile |  |  |  | 3 | No | Yes | Yes
ITAV-012 |  | MICROPHONE: sensing | For public address sysems |  |  | 1 | No | Yes | Yes
ITAV-013 |  | MICROPHONE: surface mounted, fixed |  |  |  | 2 | No | Yes | Yes
ITAV-014 |  | MICROPHONE: surface mounted, gooseneck |  | MICROPHONE ITAV-014 - Microphone Surface Mounted_3D Shaded |  | 2 | Yes | Yes | Yes | [7 empty] | MICROPHONE | ITAV-014 - Microphone Surface Mounted
ITAV-017 |  | PLAYER: DVD |  | PLAYER_DVD ITAV-017_3D Shaded | DVD player | 3 | No | [9 empty] | PLAYER_DVD | ITAV-017
ITAV-022 |  | PROJECTOR: data, ceiling mounted |  |  | Projector - overhead | 3 | No | Yes | Yes
ITAV-026 |  | PROJECTOR: data, surface mounted |  | PROJECTOR_surface_mounted ITAV-026_3D Shaded | Projector - data | 3 | No | Yes | Yes | [7 empty] | PROJECTOR_surface_mounted | ITAV-026
ITAV-027 |  | PROJECTOR: data, wall mounted |  |  |  | 3 | No | Yes | Yes
ITAV-028 |  | RECORDER: audio |  |  | Recorder - audio | 3 | No
ITAV-029 |  | RECORDER: dictation, digital |  |  | Dictation system - digital | 3 | Yes | [9 empty] | RECORDER_dictation_digital | ITAV-029
ITAV-051 |  | DISPLAY SCREEN: audio visual |  | DISPLAY_Screen ITAV-051 - Audio Visual Screen_3D Shaded |  | 3 | Yes | Yes | Opt | [7 empty] | DISPLAY_Screen | ITAV-051 - Audio Visual Screen
ITAV-056 |  | SCREEN LIFTER: for retractable display screen |  |  |  | 1 | No | Yes
ITAV-057 |  | SPEAKER: ceiling recessed |  | SPEAKER_CeilingMounted_Recessed ITAV-057_3D Shaded | Speaker - ceiling mounted | 2 | Yes | [9 empty] | SPEAKER_CeilingMounted_Recessed | ITAV-057
ITAV-058 |  | SPEAKER: surface mounted |  |  |  | 1 | No | Yes | Yes
ITAV-059 |  | SPEAKER: wall mounted |  |  | Speaker - wall mounted | 1 | No
ITAV-060 |  | CONTROL PANEL: AV integration system, wall mount |  | DISPLAY_SCREEN2 ITAV-060_3D Shaded |  | 2 | Yes | yes | yes | [7 empty] | DISPLAY_SCREEN2 | ITAV-060
ITAV-061 |  | SPEAKER: audiology |  | SPEAKER_Audiology ITAV-061 - Audiology Speaker_3D Shaded | Speaker - wall mounted | 1 | Yes | [9 empty] | SPEAKER_Audiology | ITAV-061 - Audiology Speaker
ITAV-062 | ITAV-062 | CONTROL PANEL: room booking system |  |  |  | 1 | Yes | [9 empty] | CONTROL PANEL_BookingPanel | ITAV-062 - Room Booking Screen
ITAV-063 | ITAV-063 | COMPUTER: AV system |  |  |  | 1 | Yes | [9 empty] | COMPUTER_VideoConferencing | ITAV-063 - Video Conference Computer
ITAV-064 | ITAV-064 | CAMERA: AV system, ceiling mounted |  |  |  | 3 | Yes | [9 empty] | CAMERA_VideoConferencing_CeilingMounted | ITAV-064 - Video Conferencing Ceiling Camera
ITAV-071 | ITAV-071 | MICROPHONE: AV system, ceiling mounted, array |  |  |  | 2 | Yes | [9 empty] | MICROPHONE_CeilingArray | ITAV-071 - Ceiling Microphone Array
ITAV-090 | ITAV-090 | SOUNDBAR: AV system, camera, speaker and microphone |  |  |  | 2 | Yes | [9 empty] | SOUNDBAR_All-in-One | ITAV-090 - Soundbar All-in-one
ITBU-001 |  | ALARM: equipment monitoring, temperature |  | ALARM_temperature ITBU-001_3D Shaded | Temperature monitor & alarm | 1 | Yes | yes | yes | [7 empty] | ALARM_temperature | ITBU-001
ITBU-002 |  | ALARM: equipment monitoring, water treatment malfunction |  | ALARM_PANEL ITBU-002_3D Shaded | Alarm | 1 | Yes | yes | yes | [7 empty] | ALARM_PANEL | ITBU-002
ITBU-003 |  | ANTENNA: DAS system | For mobile phone coverage |  |  | 1 | No |  | Yes
ITBU-004 |  | ANTENNA: emergency radio system | Emergency radio system |  |  | 1 | No |  | Yes
ITBU-005 |  | ANTENNA: MATV | Master Antenna Television system |  |  | 1 | No |  | Yes
ITBU-006 |  | CONTROL PANEL: patient entertainment, handset |  | HANDSET_patient_entertainment ITBU-006_3D Shaded |  | 1 | Yes | Yes | Yes | [7 empty] | HANDSET_patient_entertainment | ITBU-006
ITBU-007 |  | CONTROL PANEL: patient entertainment, on bed arm |  |  |  | 1 | No | Yes | Yes
ITBU-008 |  | CONTROL PANEL: patient entertainment, wireless device |  |  |  | 1 | No | Yes | Yes
ITBU-009 |  | CONTROL UNIT: public address system |  |  | Public address system | 1 | Yes | yes
ITBU-010 |  | DISPLAY SCREEN: IPTV | Internet Protocol Television system |  |  | 3 | No | Yes | Yes
ITBU-011 |  | DISPLAY SCREEN: MATV | Master Antenna Television system | DISPLAY_Screen ITBU-011 - MATV Screen_3D Shaded | Television | 3 | Yes | yes | Opt | [7 empty] | DISPLAY_Screen | ITBU-011 - MATV Screen
ITBU-012 |  | DISPLAY SCREEN: patient entertainment system |  | DISPLAY_SCREEN2 ITBU-012_3D Shaded | Patient entertainment | 1 | Yes | Yes | Opt | [7 empty] | DISPLAY_SCREEN2 | ITBU-012
ITBU-013 |  | DISPLAY SCREEN: patient flow system |  | DISPLAY_Screen ITBU-013 - Patient Flow Screen_3D Shaded | Monitor - patient flow, flat sceen | 3 | Yes | Yes | Opt | [7 empty] | DISPLAY_Screen | ITBU-013 - Patient Flow Screen
ITBU-014 |  | DISPLAY SCREEN: public information system |  |  |  | 3 | No | Yes | Opt
ITBU-015 |  | HEAD END: IPTV | Internet Protocol Television system |  |  | 3 | Yes | Yes | Yes
ITBU-016 |  | HEAD END: MATV | Master Antenna Television system |  |  | 1 | Yes | Yes | Yes
ITBU-017 |  | KIOSK: patient flow system |  |  |  | 1 | No | Yes | Yes
ITBU-018 |  | KIOSK: public information system |  |  |  | 1 | No | Yes | Yes
ITBU-019 |  | MEDIA BOX: IPTV | Internet Protocol Television system |  |  | 3 | No | Yes | Yes
ITBU-020 |  | PUBLIC ADDRESS SYSTEM |  |  | Public address system | 1 | Yes
ITBU-021 |  | SYSTEM: barcode tracking |  | SYSTEM_barcode_tracking ITBU-021_3D Shaded | Barcode tracking system | 3 | Yes | yes | opt | [7 empty] | SYSTEM_barcode_tracking | ITBU-021
ITBU-022 |  | TOUCHPAD: patient flow system |  |  |  | 1 | No | Yes | Yes
ITBU-023 |  | TOUCHPAD: public information system |  |  |  | 1 | No | Yes | Yes
ITBU-024 |  | ALARM: chlorine meter |  | ALARM_PANEL ITBU-024 - Chlorine Meter_3D Shaded | Alarm | 1 | Yes | yes | yes | [7 empty] | ALARM_PANEL | ITBU-024 - Chlorine Meter
ITCL-001 |  | ANNUNCIATOR: nurse call |  | ANNUNCIATOR_NurseCall ITCL-001 - Nurse Call Annunciator_3D Shaded | Annunciator | 1 | Yes | [9 empty] | ANNUNCIATOR_NurseCall | ITCL-001 - Nurse Call Annunciator
ITCL-002 |  | BED CARD: electronic, mobile |  |  |  | 3 | No | Yes | Yes
ITCL-003 |  | BED CARD: electronic, wall mounted |  |  |  | 3 | No | Yes | Yes
ITCL-004 |  | BUTTON: nurse call, emergency |  | BUTTON_nurse_call ITCL-004_3D Shaded | Emergency call | 1 | Yes | [9 empty] | BUTTON_nurse_call | ITCL-004
ITCL-005 |  | BUTTON: OP assist call |  | BUTTON_nurse_call ITCL-005_3D Shaded | Orderly/ Porter call | 1 | Yes | [9 empty] | BUTTON_nurse_call | ITCL-005
ITCL-006 |  | BUTTON: nurse call, patient to staff |  | BUTTON_nurse_call ITCL-006_3D Shaded | Patient/ Staff call | 1 | Yes | [9 empty] | BUTTON_nurse_call | ITCL-006
ITCL-007 |  | BUTTON: nurse call, patient to staff cancel |  |  | Patient call cancel | 1 | No
ITCL-008 |  | BUTTON: nurse call, staff assist |  | BUTTON_nurse_call ITCL-008_3D Shaded | Staff assist call | 1 | Yes | [9 empty] | BUTTON_nurse_call | ITCL-008
ITCL-009 |  | BUTTON: nurse call, staff / nurse assist |  |  | Staff/ Nurse assist call | 1 | No | [9 empty] | BUTTON_nurse_call | ITCL-009
ITCL-010 |  | BUTTON: nurse call, staff presence |  |  | Staff presence | 1 | No
ITCL-011 |  | BUTTON: nurse call, toilet / change |  |  | Toilet/ change call | 1 | No
ITCL-012 |  | CAMERA: observation | For facility users, distinct from CCTV system | CAMERA_observation ITCL-012_3D Shaded | Camera - observation | 2 | Yes | yes | opt | [7 empty] | CAMERA_observation | ITCL-012
ITCL-013 |  | CAMERA: surveillance | For facility users, distinct from CCTV system |  | Camera - surveillance | 3 | No
ITCL-014 |  | CLOCK: analogue, electric |  | CLOCK_analogue ITCL-014_3D Shaded | Clock - analogue, electric | 1 | Yes | yes | [8 empty] | CLOCK_analogue | ITCL-014
ITCL-015 |  | CLOCK: clock system master clock |  |  | Clock: master clock | 1 | No | yes
ITCL-016 |  | CLOCK: clock system slave, analogue |  |  | Clock - slave, analogue | 1 | No | yes | [8 empty] | CLOCK_analogue | ITCL-016
ITCL-017 |  | CLOCK: clock system slave, analogue, children's |  |  | Clock - wall, children's, electric | 1 | No | yes
ITCL-018 |  | CLOCK: clock system slave, digital |  | CLOCK_digital ITCL-018_3D Shaded | Clock - digital, electric | 1 | Yes | yes | [8 empty] | CLOCK_digital | ITCL-018
ITCL-019 |  | CLOCK: clock system slave, dual analogue / elapsed time |  |  |  | 1 | No | yes | Yes
ITCL-020 |  | CLOCK: clock system slave, dual digital / elapsed time |  | CLOCK_system_slave_dual_time-elapsed_time ITCL-020_3D Shaded |  | 1 | Yes | yes | Yes | [7 empty] | CLOCK_system_slave_dual_time-elapsed_time | ITCL-020
ITCL-021 |  | CLOCK: clock system slave dual time / elapsed time |  | CLOCK_system_slave_dual_time-elapsed_time ITCL-021_3D Shaded | Clock - slave, dual theatre, elapsed time | 1 | Yes | yes | [8 empty] | CLOCK_system_slave_dual_time-elapsed_time | ITCL-021
ITCL-022 |  | CLOCK: clock system slave, elapsed time |  |  | Clock - time elapse | 1 | No | yes | [8 empty] | CLOCK_analogue | ITCL-022
ITCL-023 |  | CONTROL PANEL: master clock system |  | CONTROL_PANEL_master_clock_system ITCL-023_3D Shaded | Clock control | 1 | Yes | [9 empty] | CONTROL_PANEL_master_clock_system | ITCL-023
ITCL-024 |  | CONTROL UNIT: pager system |  |  |  | 1 | No | Yes | Yes
ITCL-025 |  | CONTROL UNIT: radio paging |  |  | Radio-paging control unit | 3 | No
ITCL-026 |  | DISPLAY SCREEN: nurse call system |  |  |  | 1 | No | Yes | Yes
ITCL-027 |  | HANDSET: nurse call, wireless | DECT phone |  |  | 1 | No | Yes | Yes
ITCL-028 |  | HANDSET: nurse call, with patient to staff call button |  | HANDSET_nurse_call_with_patient_to_staff_call_button ITCL-028_3D Shaded | Patient call handset | 1 | Yes | [9 empty] | HANDSET_nurse_call_with_patient_to_staff_call_button | ITCL-028
ITCL-029 |  | LIGHT: nurse call, indicator |  |  |  | 1 | No | yes | Yes
ITCL-030 |  | PAGER |  |  | Pager | 3 | No
ITCL-031 |  | PENDANT: nurse call, patient to staff |  | BUTTON_nurse_call ITCL-031_3D Shaded | Patient call pendant | 1 | Yes | [9 empty] | BUTTON_nurse_call | ITCL-031
ITCL-032 |  | ROOM CARD: electronic, wall mounted |  |  |  | 3 | No | Yes | Yes
ITCL-033 |  | WORKFLOW TERMINAL: nurse call |  |  |  | 1 | No | Yes | Yes
ITCL-034 |  | CAMERA: telemedicine | For facility users, distinct from CCTV system | DEVICE_eye_examination_telemedicine ITCL-034_3D Shaded | Camera - observation | 3 | Yes | yes | opt | [7 empty] | DEVICE_eye_examination_telemedicine | ITCL-034
ITCL-035 |  | CAMERA: respiratory gating | For facility users, distinct from CCTV system | CAMERA_observation_wallmount ITCL-035_3D Shaded | Camera - observation | 3 | No | yes | opt | [7 empty] | CAMERA_observation_wallmount | ITCL-035
ITCL-036 |  | CAMERA: neonatal | For facility users, distinct from CCTV system | CAMERA_neonatal_camera ITCL-036_3D Shaded | Camera - observation | 3 | Yes | yes | opt | [7 empty] | CAMERA_neonatal_camera | ITCL-036
ITCL-037 |  | CHARGER: wireless duress devices |  | CHARGER_Duress_Devices ITCL-037 - Duress Charger_3D Shaded |  | 2 | Yes | [9 empty] | CHARGER_Duress_Devices | ITCL-037 - Duress Charger
ITIN-010 |  | OUTLET: data, single RJ45 |  |  | Voice / Data outlet: single | 1 | Yes
ITIN-011 |  | OUTLET: data, single RJ45, ceiling mounted |  | OUTLET_data_single ITIN-011_3D Shaded | DATA:Single Voice Data Ceiling Mounted | 1 | Yes | [9 empty] | OUTLET_data_single | ITIN-011
ITIN-012 |  | OUTLET: data, single RJ45, in floorbox |  |  | DATA:Single Voice Data Floor Services Box | 1 | No
ITIN-013 |  | OUTLET: data, single RJ45, on data/ AV panel |  |  | Voice / Data outlet: single | 1 | No
ITIN-014 |  | OUTLET: data, single RJ45, on pendant |  | OUTLET_data_single_RJ45 ITIN-014_3D Shaded | Voice / Data outlet: single | 1 | Yes | [9 empty] | OUTLET_data_single_RJ45 | ITIN-014
ITIN-015 |  | OUTLET: data, single RJ45, on services panel |  |  | Voice / Data outlet: single | 1 | No | [9 empty] | OUTLET_data_single_RJ45 | ITIN-015
ITIN-016 |  | OUTLET: data, single RJ45, wall mounted |  | OUTLET_data_single_RJ45 ITIN-016_3D Shaded | Voice / Data outlet: single | 1 | Yes | [9 empty] | OUTLET_data_single_RJ45 | ITIN-016
ITIN-017 |  | OUTLET: data, single RJ45, waterproof |  |  | DATA:Single Voice Data Waterproof | 1 | No
ITIN-018 |  | OUTLET: data, single RJ45, surface mounted |  |  | Voice / Data outlet: single | 1 | No
ITIN-020 |  | OUTLET: data, double RJ45 |  |  | Voice / Data outlet: double | 1 | No
ITIN-021 |  | OUTLET: data, double RJ45, ceiling mounted |  | OUTLET_Data_CeilingMounted ITIN-021(PP) - Double Data Ceiling Mounted_3D Shaded | DATA:Double Voice Data Ceiling Mounted | 1 | Yes | [9 empty] | OUTLET_Data_CeilingMounted | ITIN-021(PP) - Double Data Ceiling Mounted
ITIN-022 |  | OUTLET: data, double RJ45, in floorbox |  | OUTLET_data_double_RJ45_in_floorbox ITIN-022_3D Shaded | DATA:Double Voice Data Floor Services Box | 1 | Yes | [9 empty] | OUTLET_data_double_RJ45_in_floorbox | ITIN-022
ITIN-023 |  | OUTLET: data, double RJ45, on data/ AV panel |  |  | Voice / Data outlet: double | 1 | Yes
ITIN-024 |  | OUTLET: data, double RJ45, on pendant |  |  | Voice / Data outlet: double | 1 | Yes | [9 empty] | OUTLET_data_double_RJ45 | ITIN-024
ITIN-025 |  | OUTLET: data, double RJ45, on services panel |  | OUTLET_data_double_RJ45 ITIN-025_3D Shaded | Voice / Data outlet: double | 1 | Yes | [9 empty] | OUTLET_data_double_RJ45 | ITIN-025
ITIN-026 |  | OUTLET: data, double RJ45, wall mounted |  | OUTLET_data_double_RJ45 ITIN-026_3D Shaded | Voice / Data outlet: double | 1 | Yes | [9 empty] | OUTLET_data_double_RJ45 | ITIN-026
ITIN-027 |  | OUTLET: data, double RJ45, waterproof |  |  | DATA:Double Voice Data Waterproof | 1 | No
ITIN-028 |  | OUTLET: data, double RJ45, surface mounted |  |  | Voice / Data outlet: double | 1 | No | [9 empty] | OUTLET_data_RJ45_surface_mounted | ITIN-028
ITIN-029 |  | OUTLET: data, double RJ45, desk box |  | OUTLET_data_RJ45_surface_mounted ITIN-029_3D Shaded |  | 1 | Yes | [9 empty] | OUTLET_data_RJ45_surface_mounted | ITIN-029
ITIN-030 |  | OUTLET: data, triple RJ45 |  |  | Voice / Data outlet: triple | 2 | No
ITIN-031 |  | OUTLET: data, triple RJ45, ceiling mounted |  |  | DATA:Triple Voice Data Ceiling Mounted | 1 | No
ITIN-032 |  | OUTLET: data, triple RJ45, in floorbox |  |  | Voice / Data outlet: triple | 1 | No
ITIN-033 |  | OUTLET: data, triple RJ45, on data/ AV panel |  |  | Voice / Data outlet: triple | 1 | No
ITIN-034 |  | OUTLET: data, triple RJ45, on pendant |  | OUTLET_data_triple_RJ45 ITIN-034_3D Shaded | Voice / Data outlet: triple | 1 | Yes | [9 empty] | OUTLET_data_triple_RJ45 | ITIN-034
ITIN-035 |  | OUTLET: data, triple RJ45, on services panel |  | OUTLET_data_triple_RJ45 ITIN-035 (PP)_3D Shaded | Voice / Data outlet: triple | 1 | Yes | [9 empty] | OUTLET_data_triple_RJ45 | ITIN-035 (PP)
ITIN-036 |  | OUTLET: data, triple RJ45, wall mounted |  | OUTLET_data_triple_RJ45 ITIN-036_3D Shaded | Voice / Data outlet: triple | 1 | Yes | [9 empty] | OUTLET_data_triple_RJ45 | ITIN-036
ITIN-037 |  | OUTLET: data, triple RJ45, waterproof |  |  | DATA:Triple Voice Data Waterproof | 1 | No
ITIN-038 |  | OUTLET: data, triple RJ45, surface mounted |  |  | Voice / Data outlet: triple | 1 | No
ITIN-040 |  | OUTLET: data, quad |  |  | Data outlet 4 | 1 | No
ITIN-041 |  | OUTLET: data, quad RJ45, ceiling mounted |  |  | Data outlet 4 | 1 | No
ITIN-042 |  | OUTLET: data, quad RJ45, in floorbox |  |  | Data outlet 4 | 1 | No
ITIN-043 |  | OUTLET: data, quad RJ45, on data/ AV panel |  |  | Data outlet 4 | 1 | No
ITIN-044 |  | OUTLET: data, quad RJ45, on pendant |  |  | Data outlet 4 | 1 | No
ITIN-045 |  | OUTLET: data, quad RJ45, on services panel |  |  | Data outlet 4 | 1 | No
ITIN-046 |  | OUTLET: data, quad RJ45, wall mounted |  | OUTLET_Data_Quad_RJ45_PP ITIN-046(PP) - Quad Data_3D Shaded | Data outlet 4 | 1 | Yes | [9 empty] | OUTLET_Data_Quad_RJ45_PP | ITIN-046(PP) - Quad Data
ITIN-047 |  | OUTLET: data, quad RJ45, waterproof |  |  |  | 1 | No
ITIN-050 |  | OUTLET: data, USB |  |  |  | 1 | No
ITIN-051 |  | OUTLET: data, USB, on data/ AV panel |  |  |  | 1 | No
ITIN-052 |  | OUTLET: data, USB, on medical services panel |  |  |  | 1 | No
ITIN-053 |  | OUTLET: data, USB, on pendant |  |  |  | 1 | No
ITIN-054 |  | OUTLET: data, USB, surface mounted |  |  |  | 1 | No
ITIN-055 |  | OUTLET: data, USB, wall mounted |  | OUTLET_data_single_RJ45 ITIN-055 - Data USB_3D Shaded |  | 1 | Yes | [9 empty] | OUTLET_data_single_RJ45 | ITIN-055 - Data USB
ITIN-060 |  | OUTLET: HDMI |  |  |  | 1 | No |  | Yes | [7 empty] | OUTLET_hdmi | ITIN-060
ITIN-061 |  | OUTLET: HDMI, ceiling mounted |  | OUTLET_hdmi_ceiling_mounted ITIN-061_3D Shaded |  | 1 | Yes |  | Yes | [7 empty] | OUTLET_hdmi_ceiling_mounted | ITIN-061
ITIN-062 |  | OUTLET: HDMI, in floorbox |  |  |  | 1 | No |  | Yes
ITIN-063 |  | OUTLET: HDMI, on data/ AV panel |  |  |  | 1 | Yes |  | Yes
ITIN-064 |  | OUTLET: HDMI, on services panel |  |  |  | 1 | Yes |  | Yes | [7 empty] | OUTLET_data_single | ITIN-064
ITIN-065 |  | OUTLET: HDMI, on pendant |  |  |  | 1 | No |  | Yes
ITIN-066 |  | OUTLET: HDMI, wall mounted |  | OUTLET_data_single ITIN-066_3D Shaded |  | 1 | Yes |  | Yes | [7 empty] | OUTLET_data_single | ITIN-066
ITIN-067 |  | OUTLET: HDMI, desk box |  | OUTLET_hdmi_surface_mounted ITIN-067_3D Shaded |  | 1 | Yes | [9 empty] | OUTLET_hdmi_surface_mounted | ITIN-067
ITIN-070 |  | OUTLET: MATV | Master Antenna Television system | OUTLET_data_single ITIN-070_3D Shaded | TV: MATV | 1 | Yes | [9 empty] | OUTLET_data_single | ITIN-070
ITIN-071 |  | OUTLET: MATV, ceiling mounted | Master Antenna Television system | OUTLET_MATV_ceiling_mounted ITIN-071_3D Shaded | TV: MATV | 1 | Yes | Yes | Yes | [7 empty] | OUTLET_MATV_ceiling_mounted | ITIN-071
ITIN-072 |  | OUTLET: MATV, wall mounted | Master Antenna Television system |  | TV: MATV | 1 | No | Yes | Yes | [7 empty] | OUTLET_data_single | ITIN-072
ITIN-080 |  | OUTLET: optical digital |  |  |  | 1 | No |  | Yes
ITIN-081 |  | OUTLET: optical digital, on data/ AV panel |  |  |  | 1 | No |  | Yes
ITIN-082 |  | OUTLET: optical digital, on pendant |  |  |  | 1 | No |  | Yes
ITIN-083 |  | OUTLET: optical digital, on services panel |  |  |  | 1 | No |  | Yes
ITIN-084 |  | OUTLET: optical digital, wall mounted |  |  |  | 1 | No |  | Yes
ITIN-090 |  | OUTLET: RS232 |  |  |  | 1 | No |  | Yes
ITIN-091 |  | OUTLET: RS232, ceiling mounted |  |  |  | 1 | No |  | Yes
ITIN-092 |  | OUTLET: RS232, on data/ AV panel |  |  |  | 1 | No |  | Yes
ITIN-093 |  | OUTLET: RS232, on services panel |  |  |  | 1 | No |  | Yes
ITIN-094 |  | OUTLET: RS232, on pendant |  |  |  | 1 | No |  | Yes
ITIN-095 |  | OUTLET: RS232, wall mounted |  |  |  | 1 | No |  | Yes
ITIN-100 |  | OUTLET: VGA |  |  |  | 1 | No |  | Yes
ITIN-101 |  | OUTLET: VGA, ceiling mounted |  |  |  | 1 | No |  | Yes
ITIN-102 |  | OUTLET: VGA, on data/ AV panel |  |  |  | 1 | No |  | Yes
ITIN-103 |  | OUTLET: VGA, on medical services panel |  |  |  | 1 | No |  | Yes
ITIN-104 |  | OUTLET: VGA, on pendant |  |  |  | 1 | No |  | Yes
ITIN-105 |  | OUTLET: VGA, wall mounted |  |  |  | 1 | No |  | Yes
ITIN-110 |  | OUTLET: analogue telephone |  |  | Voice / Data outlet: analogue telephone | 1 | No | [9 empty] | OUTLET_data_double_RJ45_in_floorbox | ITIN-110
ITIN-120 |  | PATCH PANEL: data integration |  | PATCH_PANEL_data_integration ITIN-120_3D Shaded | Integration patch panel | 2 | Yes | [9 empty] | PATCH_PANEL_data_integration | ITIN-120
ITIN-121 |  | PIT: ICT infrastructure, lead in |  |  |  | 1 | No | Yes | Yes
ITIN-122 |  | PIT: ICT infrastructure, telecoms carrier |  |  |  | 1 | No | Yes | Yes
ITIN-123 |  | RACK: communications |  | RACK_IT ITIN-123_3D Shaded | Rack - communications | 1 | Yes | yes | yes | [7 empty] | RACK_IT | ITIN-123
ITIN-124 |  | RACK: computer, imaging |  |  | Imaging Computer Rack | 3 | No | yes | yes
ITIN-125 |  | RACK: server, size and RU to spec, floorstanding |  |  |  | 1 | No | Yes | Yes
ITIN-126 |  | RACK: server, size and RU to spec, underbench |  |  |  | 1 | No | Yes | Yes
ITIN-127 |  | RACK: server, size and RU to spec, wall mounted |  |  |  | 1 | No | Yes | Yes
ITIN-128 |  | RACK: voice, intermediate distribution frame (IDF) |  | RACK_voice_intermediate_distribution_frame_(IDF) ITIN-128_3D Shaded | Rack - voice, IDF | 1 | Yes | yes | [8 empty] | RACK_voice_intermediate_distribution_frame_(IDF) | ITIN-128
ITIN-129 |  | CABINET: server, size and RU to spec, floorstanding | Enclosed server rack |  |  | 1 | No | Yes | Yes
ITIN-130 |  | CABINET: server, size and RU to spec, underbench | Enclosed server rack |  |  | 1 | No | Yes | Yes
ITIN-131 |  | CABINET: server, size and RU to spec, wall mount | Enclosed server rack |  |  | 1 | No | Yes | Yes
ITIN-132 |  | COMPUTER: building systems control, BMS | Building Management System |  |  | 1 | No | Yes | Yes
ITIN-133 |  | COMPUTER: building systems control, custom |  |  |  | 1 | No | Yes | Yes
ITIN-134 |  | COMPUTER: building systems control, duress |  |  |  | 1 | No | Yes | Yes
ITIN-135 |  | COMPUTER: building systems control, fire |  |  |  | 1 | No | Yes | Yes
ITIN-136 |  | COMPUTER: building systems control, lifts |  |  |  | 1 | No | Yes | Yes
ITIN-137 |  | COMPUTER: building systems control, security |  |  |  | 1 | No | Yes | Yes
ITIN-138 |  | COMPUTER: clinical systems control, nurse call |  |  |  | 1 | No | Yes | Yes
ITIN-139 |  | COMPUTER: mainframe |  | RACK_IT ITIN-139_3D Shaded | Computer - mainframe | 1 | Yes | yes | yes | [7 empty] | RACK_IT | ITIN-139
ITIN-140 |  | DATA PANEL: data / AV outlets, ceiling mounted |  | OUTLET_Data_CeilingMounted ITIN-140_3D Shaded |  | 1 | Yes |  | Yes | [7 empty] | OUTLET_Data_CeilingMounted | ITIN-140
ITIN-141 |  | DATA PANEL: data / AV outlets, surface mounted |  |  |  | 1 | No |  | Yes
ITIN-142 |  | DATA PANEL: data / AV outlets, wall mounted |  |  | AV plate | 1 | No
ITIN-143 |  | FLOORBOX: for power, data, AV, flush mounted |  | FLOORBOX_for_power_data_AV_flush_mounted ITIN-143_3D Shaded | Floor services box: flush mount | 1 | Yes | [9 empty] | FLOORBOX_for_power_data_AV_flush_mounted | ITIN-143
ITIN-144 |  | MICROWAVE COMMUNICATION SYSTEM: dish | For data transfer between sites |  |  | 1 | No | Yes | Yes
ITIN-145 |  | DESK BOX: for power, data, AV, flush mounted, softwired |  | DESKBOX_power_data_AV_flush_mounted ITIN-145_3D Shaded | Floor services box: flush mount | 1 | Yes | [9 empty] | DESKBOX_power_data_AV_flush_mounted | ITIN-145
ITNE-001 |  | ALARM: RTLS | Real Time Locator System |  |  | 1 | No | Yes | Yes
ITNE-002 |  | BAR CODING: coding unit |  |  |  | 3 | No | Yes | Yes
ITNE-003 |  | BAR CODING: reader |  | SYSTEM_barcode_tracking ITNE-003 - Barcode Reader_3D Shaded |  | 3 | Yes | Yes | Yes | [7 empty] | SYSTEM_barcode_tracking | ITNE-003 - Barcode Reader
ITNE-004 |  | CAMERA: video conferencing |  | CAMERA_video_conferencing ITNE-004_3D Shaded | Camera - video-conferencing | 3 | Yes | yes | opt | [7 empty] | CAMERA_video_conferencing | ITNE-004
ITNE-005 |  | COMMS BOARD |  | COMMS_BOARD ITNE-005_3D Shaded | Communications board | 1 | Yes | yes | [8 empty] | COMMS_BOARD | ITNE-005
ITNE-006 |  | COMPUTER: bedside device |  |  |  | 3 | No | Yes | Yes
ITNE-007 |  | COMPUTER: desktop, with display screen |  | COMPUTER_Desktop ITNE-007 - Desktop_3D Shaded | Computer - PC & monitor | 3 | Yes | yes | yes | [7 empty] | COMPUTER_Desktop | ITNE-007 - Desktop
ITNE-008 |  | COMPUTER: for workstation on wheels |  | COMPUTER_for_workstation_on_wheels ITNE-008_3D Shaded | Computer on wheels | 3 | Yes | yes | yes | [7 empty] | COMPUTER_for_workstation_on_wheels | ITNE-008
ITNE-009 |  | COMPUTER: hi performance, for clinical / PACS use |  | COMPUTER_Desktop ITNE-009 - PACS_3D Shaded | Computer - PACS | 3 | Yes | yes | yes | [7 empty] | COMPUTER_Desktop | ITNE-009 - PACS
ITNE-010 |  | COMPUTER: laptop or other mobile device |  | COMPUTER_laptop ITNE-010_3D Shaded | Computer - laptop | 3 | No | yes | opt | [7 empty] | COMPUTER_laptop | ITNE-010
ITNE-011 |  | COMPUTER: server |  | RACK_IT ITNE-011_3D Shaded | Computer - server | 3 | Yes | yes | yes | [7 empty] | RACK_IT | ITNE-011
ITNE-012 |  | COMPUTER: tablet or other hand held device |  |  |  | 3 | No | Yes | Yes
ITNE-013 |  | CONTROL UNIT: video conferencing |  | CONTROL_UNIT_video_conferencing ITNE-013_3D Shaded | Video-conferencing system | 3 | No | yes | opt | [7 empty] | CONTROL_UNIT_video_conferencing | ITNE-013
ITNE-014 |  | CONTROL UNIT: video conferencing, desktop all-in-one |  |  | Videoconferencing unit - mobile | 3 | No
ITNE-015 |  | CONTROL UNIT: video conferencing, with integral camera |  |  |  | 3 | No | Yes | Yes
ITNE-016 |  | FAX MACHINE: desktop |  | PRINTER_desktop ITNE-016_3D Shaded | Facsimile machine | 3 | No | yes | yes | [7 empty] | PRINTER_desktop | ITNE-016
ITNE-019 |  | MICROPHONE: videoconferencing |  | MICROPHONE_videoconferencing ITNE-019_3D Shaded | Microphone - video-conferencing | 3 | No | yes | opt | [7 empty] | MICROPHONE_videoconferencing | ITNE-019
ITNE-020 |  | MULTIFUNCTION DEVICE: desktop | MFD |  |  | 3 | No | yes | yes
ITNE-021 |  | MULTIFUNCTION DEVICE: floorstanding | MFD | PHOTOCOPIER_floorstanding ITNE-021_3D Shaded | Printer / Copier - special | 3 | Yes | yes | yes | [7 empty] | PHOTOCOPIER_floorstanding | ITNE-021
ITNE-022 |  | PRINTER: identification / access control card |  |  |  | 1 | Yes | Yes | Yes | [7 empty] | PRINTER_Identification_Card | ITNE-022
ITNE-023 |  | PRINTER: networked |  | PRINTER_desktop ITNE-023_3D Shaded | Printer - networked | 3 | Yes | yes | yes | [7 empty] | PRINTER_desktop | ITNE-023
ITNE-024 |  | SCANNER: desktop |  |  |  | 3 | Yes | Yes | Yes
ITNE-025 |  | SENSOR: RTLS, bed exit / chair exit | Real Time Locator System |  |  | 1 | No | Yes | Yes
ITNE-026 |  | SENSOR: RTLS, choke point, asset | Real Time Locator System |  |  | 1 | No | Yes | Yes
ITNE-027 |  | SENSOR: RTLS, choke point, infant / mother | Real Time Locator System |  |  | 1 | No | Yes | Yes
ITNE-028 |  | SENSOR: RTLS, choke point, multi-sensor | Real Time Locator System |  |  | 1 | No | Yes | Yes
ITNE-029 |  | SENSOR: RTLS, choke point, patient | Real Time Locator System |  |  | 1 | No | Yes | Yes
ITNE-030 |  | SENSOR: RTLS, monitoring station | Real Time Locator System |  |  | 1 | No | Yes | Yes
ITNE-041 |  | SERVER: computer |  |  |  | 3 | No | Yes | Yes
ITNE-042 |  | SPEAKER: video conferencing, wall mount |  | SPEAKER_video_conferencing_wall_mount ITNE-042_3D Shaded | Speakers - video-conferencing, wall mounted | 3 | No | yes | opt | [7 empty] | SPEAKER_video_conferencing_wall_mount | ITNE-042
ITNE-043 |  | TAG: RTLS, asset | Real Time Locator System |  |  | 1 | No | Yes | Yes
ITNE-044 |  | TAG: RTLS, infant / mother sensor | Real Time Locator System |  |  | 1 | No | Yes | Yes
ITNE-045 |  | TAG: RTLS, patient | Real Time Locator System |  |  | 1 | No | Yes | Yes
ITNE-046 |  | TAG: RTLS, staff | Real Time Locator System |  |  | 1 | No | Yes | Yes
ITNE-047 |  | TAG: RTLS, staff, with duress | Real Time Locator System |  |  | 1 | No | Yes | Yes
ITNE-048 |  | TELEPHONE: handset, cordless |  |  | Telephone - cordless | 3 | No | yes | yes | [7 empty] | TELEPHONE_handset2 | ITNE-048
ITNE-049 |  | TELEPHONE: handset, desktop |  | TELEPHONE_handset2 ITNE-049_3D Shaded | Telephone - handset, standard | 3 | Yes |  | yes | [7 empty] | TELEPHONE_handset2 | ITNE-049
ITNE-050 |  | TELEPHONE: handset, desktop, handsfree |  | TELEPHONE_handset2 ITNE-050_3D Shaded | Telephone - handset, handsfree | 3 | Yes |  | yes | [7 empty] | TELEPHONE_handset2 | ITNE-050
ITNE-051 |  | TELEPHONE: handset, mobile phone |  |  |  | 3 | No | Yes | Yes
ITNE-052 |  | TELEPHONE: handset, wall mount |  | TELEPHONE_handset ITNE-052_3D Shaded | Telephone: wall mounted | 1 | Yes |  | yes | [7 empty] | TELEPHONE_handset | ITNE-052
ITNE-053 |  | TELEPHONE: handset, wall mount, handsfree |  | TELEPHONE_handset ITNE-053_3D Shaded | Telephone - handset, handsfree (WM) | 3 | Yes |  | yes | [7 empty] | TELEPHONE_handset | ITNE-053
ITNE-054 |  | TELEPHONE PABX |  |  | Telephone: PABX | 1 | No
ITNE-055 |  | TELEPHONE PABX: main line in |  |  | Telephone: PABX main line/s | 1 | No
ITNE-056 |  | TELEPHONE PABX: switchboard |  |  | PABX - switchboard | 3 | No | yes | yes
ITNE-057 |  | TELEPHONE: public |  | TELEPHONE_public ITNE-057_3D Shaded | Telephone - public | 3 | Yes | yes | yes | [7 empty] | TELEPHONE_public | ITNE-057
ITNE-058 |  | TELEPHONE: public, taxi service |  | TELEPHONE_handset ITNE-058_3D Shaded | Telephone - taxi | 3 | No | yes | yes | [7 empty] | TELEPHONE_handset | ITNE-058
ITNE-059 |  | TELEPHONE: reception console | Switchboard |  |  | 3 | No | Yes | Yes
ITNE-060 |  | TELEPHONE: teleconferencing module |  | TELEPHONE_teleconferencing_module ITNE-060_3D Shaded | Telephone - teleconference | 3 | No | yes | yes | [7 empty] | TELEPHONE_teleconferencing_module | ITNE-060
ITNE-061 |  | WIFI: modem |  |  | WiFi Unit | 3 | No
ITNE-062 |  | WIFI: wireless access point |  |  |  | 1 | No | Yes | Yes
ITNE-063 |  | DISPLAY SCREEN: for computer |  | COMPUTER_Desktop ITNE-063 - Desktop Screen Only_3D Shaded | Computer - monitor | 3 | Yes | [9 empty] | DISPLAY_Screen | ITNE-063 - Computer Screen
ITNE-064 |  | DISPLAY SCREEN: RTLS | Real Time Locator System |  |  | 1 | No
ITNE-065 |  | TELEPHONE: handset, on pendant |  |  | Telephone: wall mounted | 1 | No |  | yes
ITNE-066 |  | COMPUTER: all-in-one, wall mounted |  | COMPUTER_all-in-one_wall_mounted ITNE-066_3D Shaded | Computer - monitor | 3 | Yes | Yes | Yes | [7 empty] | COMPUTER_all-in-one_wall_mounted | ITNE-066
ITNE-067 |  | KEYBOARD: keyboard and mouse only |  | KEYBOARD_keyboard_and_mouse_only ITNE-067_3D Shaded |  | 3 | Yes | [9 empty] | KEYBOARD_keyboard_and_mouse_only | ITNE-067
ITNE-068 |  | COMPUTER: hi performance, for clinical / PACS use, CPU, underbench mount |  | COMPUTER_high_performance_underbench ITNE-068_3D Shaded | Computer - PACS | 3 | Yes | yes | yes | [7 empty] | COMPUTER_high_performance_underbench | ITNE-068
ITNE-069 |  | DISPLAY SCREEN: PACS, portrait |  | DISPLAY_Screen ITNE-069 - PACS Portrait_3D Shaded | Computer - monitor | 3 | Yes | [9 empty] | DISPLAY_Screen | ITNE-069 - PACS Portrait
ITNE-070 |  | DISPLAY SCREEN: PACS |  | DISPLAY_Screen ITNE-070 - PACS_3D Shaded | Computer - monitor | 3 | Yes | [9 empty] | DISPLAY_Screen | ITNE-070 - PACS
ITNE-071 |  | COMPUTER: desktop, with dual display screens |  | MONITOR3 ITNE-071_3D Shaded | Computer - PC & monitor | 3 | Yes | yes | yes | [7 empty] | MONITOR3 | ITNE-071
ITNE-072 |  | BAR CODING: PDE dock |  | SYSTEM_Barcode_Docking ITNE-072 - Barcode Dock_3D Shaded |  | 3 | Yes | Yes | Yes | [7 empty] | SYSTEM_Barcode_Docking | ITNE-072 - Barcode Dock
ITNE-073 |  | DISPLAY SCREEN: patient treatment information |  | DISPLAY_SCREEN2 ITNE-073 - Patient Treatment Information_3D Shaded | Patient entertainment | 1 | Yes | Yes | Opt | [7 empty] | DISPLAY_SCREEN2 | ITNE-073 - Patient Treatment Information
ITNE-074 |  | DISPLAY SCREEN: patient observation |  | DISPLAY_Screen ITNE-074 - Patient Observation Display_3D Shaded |  | 3 | Yes | [9 empty] | DISPLAY_Screen | ITNE-074 - Patient Observation Display
ITSE-001 |  | ALARM: break glass |  |  |  | 1 | No | Yes | Yes
ITSE-002 |  | ALARM: duress |  |  |  | 1 | No | Yes | Yes | [7 empty] | BUTTON_duress_fixed | ITSE-002
ITSE-003 |  | ALARM: intruder detection |  | BUTTON_duress_fixed ITSE-003 - Intruder Detection Alarm_3D Shaded |  | 1 | Yes | Yes | Yes | [7 empty] | BUTTON_duress_fixed | ITSE-003 - Intruder Detection Alarm
ITSE-004 |  | ALARM: reed switch |  |  | Reed switch / alarm | 1 | No
ITSE-005 |  | ANNUNCIATOR: duress |  |  | Duress alarm annunciator panel | 1 | No
ITSE-006 |  | BUTTON: duress, fixed |  | BUTTON_duress_fixed ITSE-006_3D Shaded | Duress alarm | 1 | Yes | [9 empty] | BUTTON_duress_fixed | ITSE-006
ITSE-007 |  | BUTTON: duress, fixed, with key switch | See also RTLS |  |  | 1 | No |  | Yes
ITSE-008 |  | BUTTON: duress, mobile device |  | BUTTON_duress_fixed ITSE-008_3D Shaded | Personal emergency alarm / sensor | 1 | Yes | [9 empty] | BUTTON_duress_fixed | ITSE-008
ITSE-009 |  | CABINET: key management, manual |  |  | Key cabinet | 3 | No
ITSE-010 |  | CABINET: key management, electronic |  |  |  | 1 | Yes | Yes | Yes | [7 empty] | CABINET_Key-Management | ITSE-010
ITSE-012 |  | CAMERA: CCTV | Closed-circuit Television | CAMERA_CCTV ITSE-012_3D Shaded | Camera - CCTV security | 1 | Yes | yes | [8 empty] | CAMERA_CCTV | ITSE-012
ITSE-013 |  | CAMERA: CCTV, indoor, fixed dome | Closed-circuit Television |  |  | 1 | No | yes | [8 empty] | CAMERA_CCTV1 | ITSE-013
ITSE-014 |  | CAMERA: CCTV, indoor, tilt pan zoom | Closed-circuit Television |  |  | 1 | No | yes | Yes
ITSE-015 |  | CAMERA: CCTV, outdoor, fixed, building mounted | Closed-circuit Television |  |  | 1 | No | yes | Yes
ITSE-016 |  | CAMERA: CCTV, outdoor, fixed, pole mounted | Closed-circuit Television |  |  | 1 | No | yes | Yes
ITSE-017 |  | CAMERA: CCTV, outdoor, tilt pan zoom, building mounted | Closed-circuit Television |  |  | 1 | No | yes | Yes
ITSE-018 |  | CAMERA: CCTV, outdoor, tilt pan zoom, pole mounted | Closed-circuit Television |  |  | 1 | No | yes | Yes
ITSE-019 |  | CAMERA: identification photo |  | CAMERA_ID_photo ITSE-019_3D Shaded | Camera - ID photo | 3 | Yes | yes | [8 empty] | CAMERA_Identification_Photo | ITSE-019
ITSE-020 |  | CONTROL PANEL: duress |  |  |  | 1 | Yes | Yes | Yes
ITSE-021 |  | CONTROL PANEL: intruder detection |  |  |  | 1 | No | Yes | Yes
ITSE-022 |  | CONTROL PANEL: motion detection |  |  |  | 1 | No | Yes | Yes
ITSE-023 |  | DOOR RELEASE: access control, buzzer |  | DOOR_RELEASE_access_control_buzzer ITSE-023_3D Shaded | Door buzzer | 1 | Yes | [9 empty] | DOOR_RELEASE_access_control_buzzer | ITSE-023
ITSE-024 |  | DOOR RELEASE: access control, emergency override |  | DOOR_RELEASE_access_control_emergency_override ITSE-024_3D Shaded | Emergency door release | 3 | Yes | [9 empty] | DOOR_RELEASE_access_control_emergency_override | ITSE-024
ITSE-025 |  | DOOR RELEASE: access control, remote activation |  | DOOR_RELEASE_access_control_remote_activation ITSE-025_3D Shaded | Remote door release | 1 | Yes | [9 empty] | DOOR_RELEASE_access_control_remote_activation | ITSE-025
ITSE-026 |  | INTERCOM: audio, surface mount |  |  |  | 1 | No | yes | Yes
ITSE-027 |  | INTERCOM: audiovisual, surface mount |  |  |  | 1 | No | yes | Yes
ITSE-028 |  | INTERCOM: audiovisual, wall mounted |  | INTERCOM_audiovisual_wall_mounted ITSE-028_3D Shaded | Video Intercom | 1 | Yes | [9 empty] | INTERCOM_audiovisual_wall_mounted | ITSE-028
ITSE-029 |  | INTERCOM: audio, wall mount |  | INTERCOM_audio_wall_mount ITSE-029_3D Shaded | Intercom | 1 | Yes | [9 empty] | INTERCOM_audio_wall_mount | ITSE-029
ITSE-030 |  | INTERFACE: access control, active directory interface |  |  |  | 1 | No | Yes | Yes
ITSE-031 |  | LOCK: drop bolt, access control activated |  |  |  | 1 | No | Yes | Yes
ITSE-032 |  | LOCK: latch, access control activated |  |  | Electric door latch | 1 | No
ITSE-033 |  | LOCK: mag, access control activated |  |  |  | 1 | No | Yes | Yes
ITSE-034 |  | LOCK: mortice, access control activitated |  |  |  | 1 | No | Yes | Yes
ITSE-035 |  | LOCK: shear, access control activated |  |  |  | 1 | No | Yes | Yes
ITSE-036 |  | LOCK: status plate |  |  | Lock status plate | 1 | No
ITSE-037 |  | READER: access control, biometric |  |  |  | 1 | No | Yes | Yes
ITSE-038 |  | READER: access control, general | Card Reader, Proximity Card Reader | READER_access_control_general ITSE-038_3D Shaded | Card access | 1 | Yes | [9 empty] | READER_access_control_general | ITSE-038
ITSE-039 |  | READER: access control, helipad priority | Code Blue, Medical Emergency Team reader |  |  | 1 | No | Yes | Yes
ITSE-040 |  | READER: access control, with buzzer |  |  |  | 1 | No | Yes | Yes
ITSE-041 |  | READER: access control, with key pad |  |  | Key pad access | 1 | No
ITSE-042 |  | SECURITY FIELD CONTROL: for access control system |  |  |  | 1 | No | Yes | Yes
ITSE-043 |  | SENSOR: intruder detection, for alarm |  |  |  | 1 | No | Yes | Yes
ITSE-044 |  | SENSOR: motion detection, for lighting control |  |  |  | 1 | Yes | yes | Yes
ITSE-045 |  | SENSOR: motion detection, for lighting control, flush to ceiling | For use in Mental Health spaces. | SENSOR_motion_detection_lighting_control ITSE-045_3D Shaded |  | 1 | Yes | yes | Yes | [7 empty] | SENSOR_motion_detection_lighting_control | ITSE-045
ITSE-046 |  | SENSOR: motion detection, for staff alert |  | SENSOR_motion_detection_for_staff_alert ITSE-046_3D Shaded | Motion detector / alarm | 3 | Yes | [9 empty] | SENSOR_motion_detection_for_staff_alert | ITSE-046
ITSE-047 |  | SENSOR: motion detection, for staff alert, flush to ceiling | For use in Mental Health spaces. | SENSOR_motion_detection_ceiling_mounted ITSE-047_3D Shaded |  | 1 | Yes | Yes | Yes | [7 empty] | SENSOR_motion_detection_ceiling_mounted | ITSE-047
ITSE-048 |  | DISPLAY SCREEN: CCTV system | Closed-circuit Television | DISPLAY_Screen ITSE-048 - CCTV Screen_3D Shaded | Monitor - CCTV | 3 | Yes | yes | yes | [7 empty] | DISPLAY_Screen | ITSE-048 - CCTV Screen
ITSE-049 | ITSE-049 | INTERCOM: external, audiovisual, wall mounted |  |  |  | 1 | Yes
ITSE-050 | ITSE-050 | READER: access control, external |  |  |  | 1 | Yes
ITSE-051 | ITSE-051 | BUTTON: push to exit |  |  |  | 1 | Yes

## LI
Australasian Health Facility Guidelines
ICS DATA SHEET: LIGHTING (GENERAL) (LI)
NOTE: services connections are compiled only for equipment items in use in Standard Components & must be verified against equipment selection
Item Code | Project Specific Code | Item Description | Extended Descriptions | Item Code (previous) | Item Description (previous) | Budget Group | In use within Standard Components | Electrical Connection(s) | Data Connection(s) | Cold Water Connection(s) | Hot Water Connection(s) | Warm Water Connection(s) | Tap Connection(s) | Drainage Connection(s) | Gas Connection(s) | Steam Connection(s) | AusHFG Revit Content: Family Name | AusHFG Revit Content: Type Name
LIFX-001 |  | LIGHT: night light, tamper proof, anti ligature |  | LIGHT_special LIFX-001_3D Shaded | Special: night lights | 1 | Yes | [9 empty] | LIGHT_special | LIFX-001
LIFX-002 |  | LIGHT: illuminated sign, "X-Ray in Use" |  | LIGHT_illuminated_sign_X-Ray_in_Use LIFX-002_3D Shaded | Special: 'X-ray In Use' lights | 1 | Yes | [9 empty] | LIGHT_illuminated_sign_X-Ray_in_Use | LIFX-002
LIFX-003 |  | LIGHT: illuminated sign, "Laser in Use" |  | LIGHT_illuminated_sign_Laser_in_Use LIFX-003_3D Shaded | Special: 'Laser In Use' lights | 1 | Yes | [9 empty] | LIGHT_illuminated_sign_Laser_in_Use | LIFX-003
LIFX-004 |  | LIGHT: illuminated sign, "Beam On-Beam Off" |  | LIGHT_IlluminatedSign_BeamOnBeamOff LIFX-004 - Beam On Beam Off_3D Shaded | Special: "Beam On" lights | 1 | Yes | [9 empty] | LIGHT_IlluminatedSign_BeamOnBeamOff | LIFX-004 - Beam On Beam Off
LIFX-005 |  | LIGHT: illuminated sign, radiation warning |  |  | Light - radiation warning | 1 | No
LIFX-006 |  | LIGHT: wall washer light |  |  | Wall washers | 1 | No
LIFX-007 |  | LIGHT: vanity, concealed light |  |  | Vanity (concealed) | 1 | No
LIFX-008 |  | LIGHT: task light, built in |  | LIGHT_task_light_built_in LIFX-008_3D Shaded | Special: task light, built in | 1 | Yes | [9 empty] | LIGHT_task_light_built_in | LIFX-008
LIFX-009 |  | LIGHT: subject light |  |  | Subject lighting |  | No
LIFX-010 |  | LIGHT: reading light, tamper proof |  |  | Special: reading, vandal proof | 1 | No | [9 empty] | LIGHT_reading_light_flush_with_wall_tamper_proof | LIFX-010
LIFX-011 |  | LIGHT: reading light |  | LIGHT_special LIFX-011_3D Shaded | Special: reading | 1 | Yes | [9 empty] | LIGHT_special | LIFX-011
LIFX-012 |  | LIGHT: radiation warning box light |  |  | Light Box - Radiation Warning | 1 | No
LIFX-013 |  | LIGHT: procedure, ceiling mounted, small |  | LIGHT_Procedure_CeilingMounted_Small LIFX-013 - Procedure Light, Small_3D Shaded | Light - procedures small, ceiling | 1 | Yes | yes | [8 empty] | LIGHT_Procedure_CeilingMounted_Small | LIFX-013 - Procedure Light, Small
LIFX-014 |  | LIGHT: procedure, ceiling mounted |  | LIGHT_Procedure_CeilingMounted LIFX-014 - Procedure Light_3D Shaded | Light - procedure, ceiling | 1 | Yes | yes | [8 empty] | LIGHT_Procedure_CeilingMounted | LIFX-014 - Procedure Light
LIFX-015 |  | LIGHT: pneumatic tube alert light |  | LIGHT_pneumatic_tube_alert LIFX-015_3D Shaded | Pneumatic tube alert light | 1 | Yes | [9 empty] | LIGHT_pneumatic_tube_alert | LIFX-015
LIFX-016 |  | LIGHT: pelmet light |  | LIGHT_Pelmet LIFX-016_3D Shaded | Special: pelmet | 1 | Yes | [9 empty] | LIGHT_Pelmet | LIFX-016
LIFX-017 |  | LIGHT: night light |  | LIGHT_special LIFX-017_3D Shaded | Special: night lights | 1 | Yes | [9 empty] | LIGHT_special | LIFX-017
LIFX-018 |  | LIGHT: mirror light |  |  | Special: mirror | 1 | No
LIFX-019 |  | LIGHT: low brightness light |  |  | Special: low brightness | 1 | No
LIFX-020 |  | LIGHT: hazardous location light |  |  | Special: hazardous location | 1 | No
LIFX-021 |  | LIGHT: fluorescent light, suspended |  |  |  | 1 | No
LIFX-022 |  | LIGHT: fluorescent light, surface mounted |  |  |  | 1 | No
LIFX-023 |  | LIGHT: fluorescent light, recessed and sealed |  |  | Recessed Sealed Fluorescent Luminaire | 1 | No | [9 empty] | LIGHT_fluorescent_light_recessed_and_sealed | LIFX-023
LIFX-024 |  | LIGHT: fluorescent light, recessed |  |  |  | 1 | No
LIFX-025 |  | LIGHT: flood light |  |  | Flood lights | 1 | No
LIFX-026 |  | LIGHT: examination, wall mounted |  | LIGHT_examination_wall_mounted LIFX-026_3D Shaded | Light - examination, wall mount | 1 | Yes | yes | [8 empty] | LIGHT_examination_wall_mounted | LIFX-026
LIFX-027 |  | LIGHT: examination, ceiling mounted |  | LIGHT_examination_ceiling_mounted LIFX-027_3D Shaded | Light - examination, ceiling | 1 | Yes | yes | [8 empty] | LIGHT_examination_ceiling_mounted | LIFX-027
LIFX-028 |  | LIGHT: downlight, recessed, low voltage |  |  | Special: Low Voltage Down Light | 1 | No
LIFX-029 |  | LIGHT: downlight, recessed, LED |  |  |  | 1 | No
LIFX-030 |  | LIGHT: downlight, recessed, compact fluorescent |  | LIGHT_downlight_recessed LIFX-030_3D Shaded | General incandescent/ Compact fluoro | 1 | Yes | [9 empty] | LIGHT_downlight_recessed | LIFX-030
LIFX-031 |  | LIGHT: downlight, recessed |  |  | Downlights: recessed | 1 | No
LIFX-032 |  | LIGHT: downlight, examination, ceiling mounted |  | LIGHT_downlight_examination_ceiling_mounted LIFX-032_3D Shaded | Special examination downlight | 1 | Yes | [9 empty] | LIGHT_downlight_examination_ceiling_mounted | LIFX-032
LIFX-033 |  | LIGHT: darkroom safe light |  |  | Special: dark room safe light | 1 | No
LIFX-034 |  | LIGHT: reading light, tamper proof, anti ligature, ceiling recessed |  | LIGHT_reading_light_tamper_proof_ceiling_mount2 LIFX-034_3D Shaded | Special: reading, vandal proof | 1 | Yes | [9 empty] | LIGHT_reading_light_tamper_proof_ceiling_mount2 | LIFX-034
LIFX-035 |  | LIGHT: occupancy light |  | LIGHT_occupancy LIFX-035_3D Shaded | Special: reading, vandal proof | 1 | Yes | [9 empty] | LIGHT_occupancy | LIFX-035
LIFX-037 |  | LIGHT: LED strip, ceiling mounted |  | LIGHT_LED_Strip_CeilingMounted LIFX-037 - LED Strip Light_3D Shaded | Light - procedures small, ceiling | 1 | Yes | yes | [8 empty] | LIGHT_LED_Strip_CeilingMounted | LIFX-037 - LED Strip Light
LIFX-038 |  | LIGHT: backlit feature panels |  | LIGHT_BacklitFeaturePanels LIFX-038 - Backlit Feature Panels_3D Shaded |  | 1 | Yes | [9 empty] | LIGHT_BacklitFeaturePanels | LIFX-038 - Backlit Feature Panels
LIPO-001 |  | LAMP: mobile |  |  | Lamp - mobile | 3 | No
LIPO-002 |  | LAMP: standing |  |  | Lamp - standing | 3 | No
LIPO-003 |  | LAMP: table |  |  | Lamp - table | 3 | No
LIPO-004 |  | LAMP: table, fixed |  |  | Lamp - table, fixed | 1 | No
LIPO-005 |  | LIGHT: task light, portable |  | LIGHT_task_light_portable LIPO-005_3D Shaded | Light - task, portable | 1 | No | yes | [8 empty] | LIGHT_task_light_portable | LIPO-005
LIPO-006 |  | LIGHT: examination, mobile |  | LIGHT_examination_mobile LIPO-006_3D Shaded | Light - examination, mobile | 3 | Yes | yes | [8 empty] | LIGHT_examination_mobile | LIPO-006

## ME
Australasian Health Facility Guidelines
ICS DATA SHEET: MECHANICAL SERVICES (ME)
NOTE: services connections are compiled only for equipment items in use in Standard Components & must be verified against equipment selection
Item Code | Project Specific Code | Item Description | Extended Descriptions | Item Code (previous) | Item Description (previous) | Budget Group | In use within Standard Components | Electrical Connection(s) | Data Connection(s) | Cold Water Connection(s) | Hot Water Connection(s) | Warm Water Connection(s) | Tap Connection(s) | Drainage Connection(s) | Gas Connection(s) | Steam Connection(s) | AusHFG Revit Content: Family Name | AusHFG Revit Content: Type Name
MEEX-001 |  | EXHAUST: bench mounted |  |  | Special exhaust: bench | 1 | No
MEEX-002 |  | EXHAUST: dryer |  | EXHAUST_grille MEEX-002_3D Shaded | Special exhaust: dryer | 1 | Yes | [9 empty] | EXHAUST_grille | MEEX-002
MEEX-003 |  | EXHAUST: flexible arm |  |  |  | 1 | No | Yes
MEEX-004 |  | EXHAUST: for fume cupboard |  |  | Special exhaust: fume cabinet | 1 | No
MEEX-005 |  | EXHAUST: HEPA filtered |  |  | Special exhaust: HEPA filtered | 1 | No
MEEX-006 |  | EXHAUST: high level |  |  | Special exhaust: high level | 1 | No
MEEX-007 |  | EXHAUST: hood |  |  | Special exhaust: hood | 1 | No | [9 empty] | EXHAUST_HOOD | MEEX-007
MEEX-008 |  | EXHAUST: low level |  | WALL_opening_low_level MEEX-008_3D Shaded | Special exhaust: low level | 1 | Yes | [9 empty] | WALL_opening_low_level | MEEX-008
MEEX-010 |  | EXTRACTOR: dust |  |  | Extractor - dust | 3 | No
MEEX-011 |  | EXTRACTOR: dust, vacuum |  |  | Vacuum dust extractor | 3 | No
MEEX-013 |  | FUME CUPBOARD |  | FUME CUPBOARD_Freestanding MEEX-013 - Freestanding Fume Cupboard_3D Shaded | Cabinet - fume | 1 | Yes | yes | opt | opt | opt |  | opt | opt | opt |  | FUME CUPBOARD_Freestanding | MEEX-013 - Freestanding Fume Cupboard
MEEX-014 |  | RETURN AIR: grille |  | RETURN_AIR_grille MEEX-014_3D Shaded | Airconditioning: return air or transfer grille | 1 | No | [9 empty] | RETURN_AIR_grille | MEEX-014
MEEX-015 |  | EXHAUST AIR: grille |  |  | Exhaust | 1 | No | [9 empty] | EXHAUST_grille | MEEX-015
MEEX-016 |  | RETURN AIR: grille, low level |  | WALL_opening_low_level MEEX-016_3D Shaded |  | 1 | Yes | [9 empty] | WALL_opening_low_level | MEEX-016
MEEX-017 |  | EXHAUST: downdraft, mortuary |  |  | Special exhaust: bench | 1 | Yes
MEEX-018 | MEEX-018 | AIR CURTAIN: external door |  |  |  | 1 | Yes
MEGE-007 |  | CONTROL PANEL: temperature |  | ALARM_temperature MEGE-007_3D Shaded | Temperature control | 1 | Yes | [9 empty] | ALARM_temperature | MEGE-007
MEGE-009 |  | FAN: ceiling |  |  | Fan - ceiling | 1 | No
MEGE-010 |  | HEAT EXCHANGER: supplied by mechanical chilled water |  | HEAT EXCHANGER_WallMounted MEGE-010 - Heat Exchanger_3D Shaded | Heat exchange unit | 3 | Yes | [9 empty] | HEAT EXCHANGER_WallMounted | MEGE-010 - Heat Exchanger
MEGE-011 |  | ALARM: pressure differential |  |  |  | 1 | No | Yes | Yes
MEGE-012 |  | ALARM: carbon dioxide |  |  |  | 1 | No | Yes | Yes
MEGE-013 |  | ALARM: carbon monoxide |  |  |  | 1 | No | Yes | Yes
MEGE-014 |  | ALARM: oxygen depletion |  | ALARM_oxygen_depletion_ceiling_mounted MEGE-014_3D Shaded |  | 1 | Yes | Yes | Yes | [7 empty] | ALARM_oxygen_depletion_ceiling_mounted | MEGE-014
MEGE-015 |  | VENTILATION PORT |  | PORT_ventilation MEGE-015_3D Shaded | Ventilation | 1 | Yes | [9 empty] | PORT_ventilation | MEGE-015
MEGE-016 |  | SENSOR: oxygen depletion |  | SENSOR_oxygen_depletion MEGE-016_3D Shaded |  | 1 | Yes | [9 empty] | SENSOR_oxygen_depletion | MEGE-016
MEGE-017 |  | CONTROL PANEL: HVAC |  | CONTROL_PANEL MEGE-017_3D Shaded | Temperature control | 1 | Yes | [9 empty] | CONTROL_PANEL | MEGE-017
MESU-007 |  | AIR CURTAIN: for fridge |  |  | Refrigerator - air curtain | 3 | No
MESU-008 |  | VENTILATION: grille, for cool room |  |  | Special ventilation: cool room | 1 | No
MESU-009 |  | VENTILATION: grille, for sterilizer |  |  | Vent: steriliser | 1 | No
MESU-010 |  | SUPPLY AIR: diffuser, 600 dia |  |  | Ceiling diffuser 600 dia | 1 | No
MESU-011 |  | SUPPLY AIR: grille |  | SUPPLY_AIR_grille MESU-011_3D Shaded | Airconditioning: supply air grille | 1 | No | [9 empty] | SUPPLY_AIR_grille | MESU-011
MESU-012 |  | SUPPLY AIR: diffuser, linear |  | SUPPLY_AIR_grille MESU-012_3D Shaded | Airconditioning: supply air grille - linear diffuser | 1 | No | [9 empty] | SUPPLY_AIR_grille | MESU-012
MESU-013 |  | SUPPLY AIR: grille, HEPA filtered |  | SUPPLY_AIR_grille2 MESU-013_3D Shaded | Air conditioning: special (hepa filtered) | 1 | No | [9 empty] | SUPPLY_AIR_grille2 | MESU-013
MESU-014 |  | SUPPLY AIR: air conditioning evaporator |  |  | Ventilation | 1 | No | [9 empty] | SUPPLY_AIR_grille2 | MESU-014
MESU-015 |  | SUPPLY AIR: grille |  | SUPPLY_AIR_grille MESU-015_3D Shaded | Airconditioning: supply air grille | 1 | No | [9 empty] | SUPPLY_AIR_grille | MESU-015

## MG
Australasian Health Facility Guidelines
ICS DATA SHEET: MEDICAL GAS SYSTEMS (MG)
Item Code | Project Specific Code | Item Description | Extended Descriptions | Item Code (previous) | Item Description (previous) | Budget Group | In use within Standard Components | Electrical Connection(s) | Data Connection(s) | Cold Water Connection(s) | Hot Water Connection(s) | Warm Water Connection(s) | Tap Connection(s) | Drainage Connection(s) | Gas Connection(s) | Steam Connection(s) | AusHFG Revit Content: Family Name | AusHFG Revit Content: Type Name
MGAS-001 |  | OUTLET: carbon dioxide (CO2), on services panel |  |  | Carbon Dioxide (CO2) | 1 | Yes
MGAS-002 |  | OUTLET: carbon dioxide (CO2), bench mounted |  |  | Carbon Dioxide (CO2) | 1 | No
MGAS-003 |  | OUTLET: carbon dioxide (CO2), wall mounted |  | OUTLET_gas MGAS-003_3D Shaded | Carbon Dioxide (CO2) | 1 | No | [9 empty] | OUTLET_gas | MGAS-003
MGAS-004 |  | OUTLET: carbon dioxide (CO2), on pendant |  |  |  | 1 | Yes
MGAS-006 |  | OUTLET: compressed air |  |  | Compressed air | 1 | No
MGAS-007 |  | OUTLET: compressed air, bench mounted |  |  | Compressed air | 1 | No
MGAS-008 |  | OUTLET: compressed air, wall mounted |  | OUTLET_gas MGAS-008_3D Shaded | Compressed air | 1 | Yes | [9 empty] | OUTLET_gas | MGAS-008
MGAS-011 |  | OUTLET: gas, natural |  |  | Natural gas | 1 | No
MGAS-012 |  | OUTLET: gas, natural, bench mounted |  |  | Natural gas | 1 | No
MGAS-013 |  | OUTLET: gas, natural, wall mounted |  |  | Natural gas | 1 | No
MGAS-020 |  | OUTLET: medical air (MA) |  |  | Medical Air (MA) | 1 | Yes
MGAS-021 |  | OUTLET: medical air (MA), on pendant |  | OUTLET_gas MGAS-021_3D Shaded | Medical Air (MA) | 1 | Yes | [9 empty] | OUTLET_gas | MGAS-021
MGAS-022 |  | OUTLET: medical air (MA), on services panel |  | OUTLET_gas MGAS-022_3D Shaded | Medical Air (MA) | 1 | Yes | [9 empty] | OUTLET_gas | MGAS-022
MGAS-023 |  | OUTLET: medical air (MA), wall mounted |  | OUTLET_gas MGAS-023_3D Shaded | Medical Air (MA) | 1 | No | [9 empty] | OUTLET_gas | MGAS-023
MGAS-030 |  | OUTLET: nitrous oxide (N2O) |  |  | Nitrous Oxide (N2O) | 1 | No
MGAS-031 |  | OUTLET: nitrous oxide (N2O), on pendant |  | OUTLET_gas MGAS-031_3D Shaded | Nitrous Oxide (N2O) | 1 | Yes | [9 empty] | OUTLET_gas | MGAS-031
MGAS-032 |  | OUTLET: nitrous oxide (N2O), on services panel |  | OUTLET_gas MGAS-032_3D Shaded | Nitrous Oxide (N2O) | 1 | Yes | [9 empty] | OUTLET_gas | MGAS-032
MGAS-033 |  | OUTLET: nitrous oxide (N2O), wall mounted |  | OUTLET_gas2 MGAS-033_3D Shaded | Nitrous Oxide (N2O) | 1 | No | [9 empty] | OUTLET_gas2 | MGAS-033
MGAS-040 |  | OUTLET: oxygen (O2) |  |  | Oxygen (O2) | 1 | No
MGAS-041 |  | OUTLET: oxygen (O2), on pendant |  | OUTLET_gas MGAS-041_3D Shaded | Oxygen (O2) | 1 | Yes | [9 empty] | OUTLET_gas | MGAS-041
MGAS-042 |  | OUTLET: oxygen (O2), on services panel |  | OUTLET_gas MGAS-042_3D Shaded | Oxygen (O2) | 1 | Yes | [9 empty] | OUTLET_gas | MGAS-042
MGAS-043 |  | OUTLET: oxygen (O2), wall mounted |  | OUTLET_gas MGAS-043_3D Shaded | Oxygen (O2) | 1 | Yes | [9 empty] | OUTLET_gas | MGAS-043
MGAS-050 |  | OUTLET: scavenge |  |  | Scavenge Outlet | 1 | No
MGAS-051 |  | OUTLET: scavenge, on pendant |  | OUTLET_gas MGAS-051_3D Shaded | Scavenge Outlet | 1 | Yes | [9 empty] | OUTLET_gas | MGAS-051
MGAS-052 |  | OUTLET: scavenge, on pendant, with adapter |  |  | Scavenge | 1 | No | [9 empty] | OUTLET_gas | MGAS-052
MGAS-053 |  | OUTLET: scavenge, on services panel |  | OUTLET_gas MGAS-053_3D Shaded | Scavenge Outlet | 1 | Yes | [9 empty] | OUTLET_gas | MGAS-053
MGAS-054 |  | OUTLET: scavenge, on services panel, with adapter |  |  | Scavenge | 1 | No
MGAS-055 |  | OUTLET: scavenge, wall mounted |  | OUTLET_gas2 MGAS-055_3D Shaded | Scavenge Outlet | 1 | No | [9 empty] | OUTLET_gas2 | MGAS-055
MGAS-060 |  | OUTLET: suction |  |  | Suction | 1 | Yes
MGAS-061 |  | OUTLET: suction, on pendant |  | OUTLET_gas MGAS-061_3D Shaded | Suction | 1 | Yes | [9 empty] | OUTLET_gas | MGAS-061
MGAS-062 |  | OUTLET: suction, on services panel |  | OUTLET_gas MGAS-062_3D Shaded | Suction | 1 | Yes | [9 empty] | OUTLET_gas | MGAS-062
MGAS-063 |  | OUTLET: suction, wall mounted |  | OUTLET_gas MGAS-063_3D Shaded | Suction | 1 | No | [9 empty] | OUTLET_gas | MGAS-063
MGAS-070 |  | OUTLET: tool air |  |  | Tool Air | 1 | No
MGAS-071 |  | OUTLET: tool air, bench mounted |  |  | Tool Air | 1 | No
MGAS-072 |  | OUTLET: tool air, wall mounted |  | OUTLET_gas MGAS-072_3D Shaded | Tool Air | 1 | No | [9 empty] | OUTLET_gas | MGAS-072
MGAS-073 |  | OUTLET: tool air, on services panel |  |  | Tool Air | 1 | No
MGAS-074 |  | OUTLET: tool air, on pendant |  |  | Tool Air | 1 | Yes | [9 empty] | OUTLET_gas | MGAS-074
MGAS-080 |  | OUTLET: tourniquet air, with controls |  |  | Tourniquet air | 1 | No | [9 empty] | OUTLET_tourniquet_air_w_controls | MGAS-080
MGAS-090 |  | OUTLET: vacuum |  |  | Medical vacuum air | 1 | Yes
MGAS-091 |  | OUTLET: vacuum, bench mounted |  |  | Medical vacuum air | 1 | No
MGAS-092 |  | OUTLET: vacuum, wall mounted |  |  | Medical vacuum air | 1 | No
MGAS-093 |  | OUTLET: tool air, unregulated |  | OUTLET_gas MGAS-093_3D Shaded | Tool Air - unregulated | 1 | No | [9 empty] | OUTLET_gas | MGAS-093
MGFP-001 |  | ALARM PANEL: medical gases |  | ALARM_PANEL MGFP-001_3D Shaded | Gas Alarm Panel | 1 | Yes | [9 empty] | ALARM_PANEL | MGFP-001
MGFP-002 |  | FLOWMETER: medical air |  | FLOWMETER MGFP-002_3D Shaded | Air flowmeter | 3 | Yes | [9 empty] | FLOWMETER | MGFP-002
MGFP-003 |  | FLOWMETER: medical air, double adapter |  |  | Air flowmeter - double adaptor | 3 | No
MGFP-004 |  | FLOWMETER: oxygen |  | FLOWMETER MGFP-004_3D Shaded | Oxygen flowmeter | 3 | Yes | [9 empty] | FLOWMETER | MGFP-004
MGFP-005 |  | FLOWMETER: oxygen, double adapter |  |  | Oxygen flowmeter - double adaptor | 3 | No
MGFP-006 |  | FLOWMETER: oxygen, low flow |  |  | Oxygen flowmeter - low flow | 3 | No
MGFP-007 |  | CONTROL PANEL: tool air |  | CONTROL_PANEL_tool_air MGFP-007_3D Shaded | Tool Air Control Panel | 1 | Yes | [9 empty] | CONTROL_PANEL_tool_air | MGFP-007
MGGE-001 |  | COMPRESSOR: air |  |  | Compressor | 1 | No

## MM
Australasian Health Facility Guidelines
ICS DATA SHEET: MEDICAL & LABORATORY EQUIPMENT (MM)
NOTE: services connections are compiled only for equipment items in use in Standard Components & must be verified against equipment selection
Item Code | Project Specific Code | Item Description | Extended Descriptions | Item Code (previous) | Item Description (previous) | Budget Group | In use within Standard Components | Electrical Connection(s) | Data Connection(s) | Cold Water Connection(s) | Hot Water Connection(s) | Warm Water Connection(s) | Tap Connection(s) | Drainage Connection(s) | Gas Connection(s) | Steam Connection(s) | AusHFG Revit Content: Family Name | AusHFG Revit Content: Type Name
MMAH-001 |  | BARS: parallel |  | BARS_parallel MMAH-001_3D Shaded | Parallel bars | 3 | Yes | [9 empty] | BARS_parallel | MMAH-001
MMAH-002 |  | BICYCLE: exercise |  | BICYCLE_Exercise MMAH-002 - Exercise Bicycle_3D Shaded | Exercise bicycle | 3 | Yes | opt | opt | [7 empty] | BICYCLE_Exercise | MMAH-002 - Exercise Bicycle
MMAH-003 |  | BICYCLE: exercise, recumbent |  | BICYCLE_Exercise_Recumbent MMAH-003 - Recumbent Exercise_3D Shaded | Exercise bicycle, recumbent | 3 | Yes | [9 empty] | BICYCLE_Exercise_Recumbent | MMAH-003 - Recumbent Exercise
MMAH-004 |  | BICYCLE: exercise, upright |  |  |  | 3 | No
MMAH-005 |  | BOOTH: audiometric |  |  | Audiometric booth | 3 | Yes | yes | yes | [7 empty] | FINISHES_mark_for_tagging | MMAH-005
MMAH-006 |  | BOX: light, eye chart |  |  | Light box - eye chart | 3 | No | yes | [8 empty] | BOX_light_eye_chart | MMAH-006
MMAH-007 |  | BOX: light, large |  |  | Light box - large | 1 | No
MMAH-008 |  | BOX: light, optical |  |  | Light box - optical | 3 | No
MMAH-009 |  | BOX: light, small |  |  | Light box - small | 1 | No
MMAH-010 |  | CHAIR: podiatry, electric |  | CHAIR_podiatry_electric MMAH-010_3D Shaded | Chair - podiatry, electric | 3 | Yes | yes | [8 empty] | CHAIR_podiatry_electric | MMAH-010
MMAH-011 |  | DEVICE: continuous passive motion (CPM) |  |  | CPM machine | 3 | No
MMAH-012 |  | DEVICE: continuous passive motion (CPM), hand and fingers |  | DEVICE_CPM_Hand MMAH-012 - Continuous Passive Motion Device_3D Shaded | CPM machine - hand, fingers | 3 | Yes | [9 empty] | DEVICE_CPM_Hand | MMAH-012 - Continuous Passive Motion Device
MMAH-013 |  | DEVICE: eye examination, slit lamp |  | DEVICE_eye_examination_slit_lamp MMAH-013_3D Shaded | Slit lamp | 3 | Yes | yes | [8 empty] | DEVICE_eye_examination_slit_lamp | MMAH-013
MMAH-014 |  | DEVICE: standing |  |  | Standing device | 3 | No
MMAH-015 |  | DRILL: podiatry |  |  | Drill - podiatry | 3 | No
MMAH-016 |  | ERGOMETER: arm |  | ERGOMETER_Arm MMAH-016 - Arm Ergometer_3D Shaded | Arm ergometer | 3 | Yes | [9 empty] | ERGOMETER_Arm | MMAH-016 - Arm Ergometer
MMAH-017 |  | HOIST: pool, hydraulic |  | HOIST_pool_hydraulic MMAH-017_3D Shaded | Hoist - pool, hydraulic | 1 | Yes | [9 empty] | HOIST_pool_hydraulic | MMAH-017
MMAH-018 |  | INSTRUMENTS: plaster |  |  | Instruments - plaster | 3 | No
MMAH-019 |  | MACHINE: rowing |  | MACHINE_Rowing MMAH-019 - Rowing Machine_3D Shaded | Rowing machine | 3 | Yes | [9 empty] | MACHINE_Rowing | MMAH-019 - Rowing Machine
MMAH-020 |  | MACHINE: stepping |  | MACHINE_Stepping MMAH-020 - Stepping Machine_3D Shaded | Stepping machine | 3 | Yes | [9 empty] | MACHINE_Stepping | MMAH-020 - Stepping Machine
MMAH-021 |  | PAN: splint, molding |  | PAN_Splint_Molding MMAH-021 - Splint Molding Pan_3D Shaded | Frypan - splint moulding | 3 | Yes | [9 empty] | PAN_Splint_Molding | MMAH-021 - Splint Molding Pan
MMAH-023 |  | SAW: plaster |  | SAW_plaster MMAH-023_3D Shaded | Saw - plaster | 3 | Yes | [9 empty] | SAW_plaster | MMAH-023
MMAH-024 |  | STAIRS: exercise, straight |  | STAIRS_Exercise_Straight MMAH-024 - Stairs Straight_3D Shaded | Exercise stairs | 3 | No | [9 empty] | STAIRS_Exercise_Straight_PP | MMAH-024(PP) - Stairs, straight
MMAH-025 |  | SWING: rope |  |  | Swing - rope | 1 | No
MMAH-026 |  | TRAY: splint, heating |  |  | Splinting heat tray | 3 | No
MMAH-027 |  | TREADMILL: automatic |  | TREADMILL_exercise MMAH-027_3D Shaded | Treadmill - automatic | 3 | Yes | yes | [8 empty] | TREADMILL_exercise | MMAH-027
MMAH-028 |  | TROLLEY: plaster |  | TROLLEY_plaster MMAH-028_3D Shaded | Trolley - plaster | 3 | Yes | [9 empty] | TROLLEY_plaster | MMAH-028
MMAH-029 |  | WEIGHTS: ankle/wrist |  |  | Ankle / wrist weights | 3 | No
MMAH-030 |  | WEIGHTS: barbell/dumbbell set |  |  | Barbell / dumbbell set | 3 | No
MMAH-031 |  | WEIGHTS: pulley, wall mount |  | WEIGHTS_Pulley_WallMount MMAH-031 - Weights Pulley_3D Shaded | Pulley weights - wall mounted | 3 | No | [9 empty] | WEIGHTS_Pulley_WallMount_PP | MMAH-031(PP) - Weights Pulley
MMAH-032 |  | BLANKET: pool, auto-operated |  | BLANKET_pool_auto-operated MMAH-032_3D Shaded | Pool blanket - auto operated | 1 | Yes | yes | [8 empty] | BLANKET_pool_auto-operated | MMAH-032
MMAH-033 |  | PLINTH: double width |  | PLINTH_Physiotherapy MMAH-033 - Double Plinth_3D Shaded | Plinth | 3 | Yes | [9 empty] | PLINTH_Physiotherapy | MMAH-033 - Double Plinth
MMAH-034 |  | PLATFORM: gait analysis observation |  |  | Platform - gait analysis observation | 3 | No
MMAH-035 |  | PLINTH: single width |  | PLINTH_Physiotherapy MMAH-035 - Single Plinth_3D Shaded | Plinth | 3 | Yes | [9 empty] | PLINTH_Physiotherapy | MMAH-035 - Single Plinth
MMAH-036 |  | CONSOLE: control, audiometric booth |  | EQUIPMENT MMAH-036_3D Shaded |  | 3 | Yes | [9 empty] | EQUIPMENT | MMAH-036
MMAH-037 |  | PLINTH: double, electric |  |  | Plinth - double, electric | 1 | No
MMAH-038 |  | PLINTH: single, electric |  |  | Plinth - electric | 3 | No
MMAH-039 |  | PLINTH: laundry |  | PLINTH_Laundry MMAH-039 - Laundry Plinth_3D Shaded | Plinth | 3 | Yes | [9 empty] | PLINTH_Laundry | MMAH-039 - Laundry Plinth
MMAH-040 |  | MACHINE: weights pully |  | MACHINE_PullyMachine MMAH-040 - Pully Machine_3D Shaded | Rowing machine | 3 | No | [9 empty] | MACHINE_PullyMachine | MMAH-040 - Pully Machine
MMAH-041 |  | BARS: parallel, electric, bariatric |  | BARS_Parallel_Electronic_Bariaric MMAH-041 - Parallel Bars_3D Shaded | Parallel bars | 3 | No | [9 empty] | BARS_Parallel_Electronic_Bariaric | MMAH-041 - Parallel Bars
MMAH-042 |  | DEVICE: tympanometer |  | DEVICE_Tympanometer MMAH-042 - Tympanometer_3D Shaded | Standing device | 3 | Yes | [9 empty] | DEVICE_Tympanometer | MMAH-042 - Tympanometer
MMAH-043 |  | DEVICE: visual reinforcement audiometry |  | EQUIPMENT MMAH-043 - Visual Reinforcement Audiometry_3D Shaded | Standing device | 3 | Yes | [9 empty] | EQUIPMENT | MMAH-043 - Visual Reinforcement Audiometry
MMAH-044 |  | STAIRS: exercise, 90 degree |  | STAIRS_Exercise_90degree MMAH-044 - Stairs, 90degree_3D Shaded | Exercise stairs | 3 | Yes | [9 empty] | STAIRS_Exercise_90degree | MMAH-044 - Stairs, 90degree
MMAH-045 |  | VACUUM: plaster saw |  | VACUUM_PlasterSaw MMAH-045 - Plaster Saw Vacuum_3D Shaded | Saw - plaster | 3 | Yes | [9 empty] | VACUUM_PlasterSaw | MMAH-045 - Plaster Saw Vacuum
MMBE-001 |  | BED: patient, aged care, electric |  |  | Bed - aged care, electric | 3 | No
MMBE-002 |  | BED: patient, aged care, manual |  |  | Bed - aged care, manual | 3 | No
MMBE-003 |  | BED: patient, bariatric, electric |  |  | Bed - bariatric, electric | 3 | No
MMBE-004 |  | BED: patient, bariatric, electric with mattress |  | BED_patient1 MMBE-004_3D Shaded | Bed - bariatric, electric + mattress | 3 | Yes | yes | [8 empty] | BED_patient1 | MMBE-004
MMBE-005 |  | BED: patient, birthing, electric |  | BED_patient_birthing MMBE-005_3D Shaded | Bed - birthing, electric | 3 | Yes | [9 empty] | BED_patient_birthing | MMBE-005
MMBE-006 |  | BED: patient, birthing, manual |  |  | Bed - birthing, manual | 3 | No
MMBE-007 |  | BED: patient, day procedure, electric |  |  | Bed - day procedure, electric | 3 | Yes | [9 empty] | BED_patient1 | MMBE-007
MMBE-008 |  | BED: patient, day procedures, manual |  |  | Bed - day procedures, manual | 3 | No
MMBE-009 |  | BED: patient, electric |  | BED_patient2 MMBE-009_3D Shaded | Bed - inpatient, electric | 3 | Yes | yes | [8 empty] | BED_patient2 | MMBE-009
MMBE-010 |  | BED: patient, electric with mattress |  | BED_patient1 MMBE-010_3D Shaded | Bed - inpatient, electric + standard patient mattress | 3 | Yes | yes | [8 empty] | BED_patient1 | MMBE-010
MMBE-011 |  | BED: patient, emergency, electric |  | BED_patient2 MMBE-011_3D Shaded | Bed - emergency, electric | 3 | Yes | yes | [8 empty] | BED_patient2 | MMBE-011
MMBE-012 |  | BED: patient, emergency, manual |  |  | Bed - emergency, manual | 3 | No
MMBE-013 |  | BED: patient, ICU, electric |  | BED_patient2 MMBE-013_3D Shaded | Bed - ICU, electric | 3 | Yes | yes | [8 empty] | BED_patient2 | MMBE-013
MMBE-014 |  | BED: patient, ICU, electric with mattress |  |  | Bed - ICU, electric + patient mattress | 3 | No | yes | [8 empty] | BED_patient2 | MMBE-014
MMBE-015 |  | BED: patient, ICU, manual |  |  | Bed - ICU, manual | 3 | No
MMBE-016 |  | BED: patient, manual |  |  | Bed - inpatient, manual | 3 | No
MMBE-017 |  | BED: patient, mental health, electric |  | BED_patient_mental_health MMBE-017_3D Shaded | Bed Special (MH) electric | 3 | Yes | [9 empty] | BED_patient_mental_health | MMBE-017
MMBE-018 |  | BED: patient, orthopaedic, electric |  |  | Bed - orthopaedic, electric | 3 | No
MMBE-019 |  | BED: patient, orthopaedic, manual |  |  | Bed - orthopaedic with frame, manual | 3 | No
MMBE-020 |  | BED: patient, paediatric |  |  | Bed / cot - Paediatric | 3 | No
MMBE-021 |  | BED: patient, paediatric, electric |  |  | Bed - paediatric, electric | 3 | No
MMBE-022 |  | BED: patient, special design, manual |  |  | Bed - special design, manual | 3 | No
MMBE-023 |  | COUCH: examination, electric, mobile |  | COUCH_examination_mobile2 MMBE-023_3D Shaded | Examination couch - electric | 3 | Yes | yes | [8 empty] | COUCH_examination_mobile2 | MMBE-023
MMBE-024 |  | COUCH: examination, manual, mobile |  |  | Examination couch | 3 | No | [9 empty] | COUCH_examination_mobile2 | MMBE-024
MMBE-025 |  | GURNEY |  |  | Gurney | 3 | No | [9 empty] | GURNEY | MMBE-025
MMBE-026 |  | HOIST: patient, mobile |  |  | Hoist - portable | 3 | No
MMBE-039 |  | LIFTER: patient, mobile |  |  | Lifter - patient, mobile | 3 | No
MMBE-041 |  | MOVER: bed, electric | Gazunder |  |  | 3 | No
MMBE-042 |  | SLIDE: patient |  | SLIDE_patient MMBE-042_3D Shaded | Slide boards - patient | 3 | Yes | [9 empty] | SLIDE_patient | MMBE-042
MMBE-043 |  | TROLLEY: patient, examination |  | BED_patient_transport MMBE-043_3D Shaded | Trolley - examination, patient | 3 | Yes | [9 empty] | BED_patient_transport | MMBE-043
MMBE-044 |  | TROLLEY: patient, transport |  | BED_patient_transport MMBE-044_3D Shaded | Trolley - patient transport | 3 | Yes | [9 empty] | BED_patient_transport | MMBE-044
MMBE-045 |  | WHEELCHAIR |  | WHEELCHAIR MMBE-045_3D Shaded | Wheelchair | 3 | Yes | [9 empty] | WHEELCHAIR | MMBE-045
MMBE-046 |  | WHEELCHAIR: collapsible |  |  | Wheelchair - collapsible | 3 | No
MMBE-050 |  | WHEELCHAIR: bariatric |  | WHEELCHAIR_Bariatric MMBE-050 - Bariatric Wheelchair_3D Shaded |  | 3 | Yes | [9 empty] | WHEELCHAIR_Bariatric | MMBE-050 - Bariatric Wheelchair
MMBE-051 |  | LIFTER: patient, freestanding track, linear c/w cassette and bar |  |  |  | 3 | No
MMBE-052 |  | LIFTER: patient, ceiling mounted, cassette motor for track |  |  |  | 1 | Yes
MMBE-053 |  | LIFTER: patient, ceiling mounted, cassette motor for track, bariatric |  | LIFTER_patient_ceiling_mounted_cassette_motor MMBE-053_3D Shaded |  | 1 | Yes | [9 empty] | LIFTER_patient_ceiling_mounted_cassette_motor | MMBE-053
MMBE-054 |  | LIFTER: patient, ceiling mounted, sling component |  |  | Patient lifter - ceiling mounted, sling | 3 | Yes | [9 empty] | LIFTER_patient_bariatric_traverse_sling | MMBE-054
MMBE-055 |  | LIFTER: patient, ceiling mounted, sling component, bariatric |  | LIFTER_patient_ceiling_mounted_sling component MMBE-055_3D Shaded | Lifter - patient, sling | 3 | Yes | [9 empty] | LIFTER_patient_ceiling_mounted_sling component | MMBE-055
MMBE-056 |  | LIFTER: patient, ceiling mounted, track, linear |  | LIFTER_patient_ceiling_mounted_linear MMBE-056_3D Shaded |  | 1 | Yes | [9 empty] | LIFTER_patient_ceiling_mounted_linear | MMBE-056
MMBE-057 |  | LIFTER: patient, ceiling mounted, track, linear, bariatric |  |  |  | 1 | No
MMBE-058 |  | LIFTER: patient, ceiling mounted, track, L shape |  |  |  | 1 | No
MMBE-059 |  | LIFTER: patient, ceiling mounted, track, L shape, bariatric |  |  |  | 1 | No
MMBE-061 |  | LIFTER: patient, ceiling mounted, track, traverse, bariatric |  |  | Patient lifter, ceiling mounted | 1 | Yes | [9 empty] | LIFTER_patient_ceiling_mounted_track_transverse_bariatric | MMBE-061
MMBE-062 |  | LIFTER: patient, ceiling mounted, track, U shape |  |  | Lifter - patient, ceiling mounted | 1 | No | [9 empty] | TRACK_ceiling_mounted | MMBE-062
MMBE-063 |  | LIFTER: patient, ceiling mounted, track, traverse |  |  | Patient lifter - ceiling mounted, track + cassette | 1 | No | yes | [8 empty] | LIFTER_patient_bariatric_traverse | MMBE-063
MMBE-064 |  | COUCH: examination, electric, mobile, bariatric |  | COUCH_examination_mobile1 MMBE-064_3D Shaded |  | 3 | Yes | [9 empty] | COUCH_examination_mobile1 | MMBE-064
MMBE-068 |  | LIFTER: patient, pendant mounted |  | LIFTER_patient_pendant_mounted MMBE-068_3D Shaded | Patient lifter - ceiling mounted, track + cassette | 1 | Yes | yes | [8 empty] | LIFTER_patient_pendant_mounted | MMBE-068
MMBE-069 |  | TROLLEY: patient, echocardiography |  | TROLLEY_echocardio MMBE-069_3D Shaded | Trolley - examination, patient | 3 | Yes | [9 empty] | TROLLEY_echocardio | MMBE-069
MMBE-070 |  | LIFTER: patient, ceiling mounted, motor and sling component, mortuary |  | LIFTER_ Patient_CeilingMounted_MotorAndSling_Mortuary MMBE-070 - Patient Sling and Motor, Mortuary_3D Shaded | Lifter - patient, sling | 3 | Yes | [9 empty] | LIFTER_ Patient_CeilingMounted_MotorAndSling_Mortuary | MMBE-070 - Patient Sling and Motor, Mortuary
MMBE-071 |  | LIFTER: patient, ceiling mounted, track, linear, mortuary |  | LIFTER_patient_ceiling_mounted_linear MMBE-071 - Ceiling Track, Mortuary_3D Shaded |  | 1 | Yes | [9 empty] | LIFTER_patient_ceiling_mounted_linear | MMBE-071 - Ceiling Track, Mortuary
MMBE-091 | MMBE-091 | CHAIR: recliner, clinical, electric |  |  |  | 3 | Yes | [9 empty] | CHAIR_Recliner_Collections | MMBE-091 - Reclining Treatment Chair
MMBE-094 | MMBE-094 | CHAIR: recliner, clinical, phlebotomy |  |  |  | 3 | Yes | [9 empty] | CHAIR_Recliner_Collections | MMBE-094 - Reclining Phlebotomy Chair
MMDN-001 |  | ACRYLISER: dental |  |  | Acryliser | 3 | No
MMDN-002 |  | CHAIR: dental, electric |  | CHAIR_dental_electric MMDN-002_3D Shaded | Dental - chair, electric | 2 | Yes | yes |  | yes |  |  |  | yes |  |  | CHAIR_dental_electric | MMDN-002
MMDN-003 |  | CLEANER: handpeice, dental |  |  | Dental - handpiece cleaner | 3 | No
MMDN-004 |  | DEVICE: dental, micromotor |  | DEVICE_Dental_Micromotor MMDN-004 - Micromotor_3D Shaded | Micromotor | 1 | Yes | [9 empty] | DEVICE_Dental_Micromotor | MMDN-004 - Micromotor
MMDN-005 |  | DEVICE: dental, model trimmer |  | DEVICE MMDN-005_3D Shaded | Model trimmer | 1 | Yes | [9 empty] | DEVICE | MMDN-005
MMDN-006 |  | DRILL CONSOLE: dental |  |  | Dental - drill console | 3 | No
MMDN-007 |  | GRINDER: dental, modelling |  |  | Grinder - model, dental | 3 | No
MMDN-008 |  | GRINDER: dental, workshop |  |  | Grinder | 3 | No | yes | [8 empty] | DEVICE | MMDN-008
MMDN-009 |  | LATHE: dental, polishing |  | DEVICE MMDN-009_3D Shaded | Lathe - polishing, dental | 3 | Yes | yes | [8 empty] | DEVICE | MMDN-009
MMDN-012 |  | MACHINE: laminating, X-Ray, dental |  |  | Dental - X-ray laminating machine | 3 | No
MMDN-013 |  | MOULDER: dental, forming machine |  | DEVICE MMDN-013_3D Shaded | Moulder - pressure, dental | 3 | Yes | [9 empty] | DEVICE | MMDN-013
MMDN-014 |  | PROCESSOR: radiology, dental |  |  | IMG - processor, dental | 3 | No | yes
MMDN-015 |  | SERVICE UNIT: dental, chair (spitoon) |  |  | Dental - chair service unit (spitoon) | 2 | No | yes |  | yes |  |  |  | yes |  |  | SERVICE_UNIT_dental_chair_(spitoon) | MMDN-015
MMDN-016 |  | TROLLEY: dental |  | TROLLEY_Dental MMDN-016 - Dental Trolley_3D Shaded | Trolley - dentist's | 3 | Yes | [9 empty] | TROLLEY_Dental | MMDN-016 - Dental Trolley
MMDN-017 |  | UNIT: processing, denture |  |  | Denture processing unit | 3 | No | yes |  | yes |  |  |  | yes |  |  | DEVICE | MMDN-017
MMDN-018 |  | X-RAY UNIT: dental, wall mounted |  | X-RAY_UNIT_Dental_WallMounted MMDN-018 - Dental X-Ray_3D Shaded | Dental - X-ray unit, wall mount | 2 | Yes | yes | [8 empty] | X-RAY_UNIT_Dental_WallMounted | MMDN-018 - Dental X-Ray
MMDN-019 |  | LIGHT: dental |  |  | Light - dental | 2 | No | yes | [8 empty] | LIGHT_dental | MMDN-019
MMDN-020 |  | LIGHT: dental, ceiling mounted |  | LIGHT_Dental_CeilingMounted MMDN-020 - Light Ceiling Mounted_3D Shaded | Light - dental, ceiling | 1 | Yes | [9 empty] | LIGHT_Dental_CeilingMounted | MMDN-020 - Light Ceiling Mounted
MMDN-021 |  | CONSOLE: dental assistant, chair mounted |  | CONSOLE_DentalAssistant_ChairMounted MMDN-021 - Dental Assistant Console_3D Shaded |  | 3 | Yes | [9 empty] | CONSOLE_DentalAssistant_ChairMounted | MMDN-021 - Dental Assistant Console
MMDN-022 |  | CONSOLE: dentist, chair mounted |  | CONSOLE_Dentist_ChairMounted MMDN-022 - Dentist Console_3D Shaded |  | 3 | Yes | [9 empty] | CONSOLE_Dentist_ChairMounted | MMDN-022 - Dentist Console
MMDN-023 |  | DEVICE: dental extraction unit |  | DEVICE_DentalExtractionUnit MMDN-023 - Dental Extraction Unit_3D Shaded |  | 3 | Yes | [9 empty] | DEVICE_DentalExtractionUnit | MMDN-023 - Dental Extraction Unit
MMDN-024 |  | DEVICE: dental, mixing vibrator |  | DEVICE_DentalMixingVibrator MMDN-024 - Dental Mixing Vibrator_3D Shaded |  | 3 | Yes | [9 empty] | DEVICE_DentalMixingVibrator | MMDN-024 - Dental Mixing Vibrator
MMDN-025 |  | MONITOR: dentist, chair mounted |  | MONITOR_Dentist_ChairMounted MMDN-025 - Dentist Chair Monitor_3D Shaded |  | 3 | Yes | [9 empty] | MONITOR_Dentist_ChairMounted | MMDN-025 - Dentist Chair Monitor
MMGE-001 |  | ADAPTER: scavenge |  |  |  | 3 | Yes | [9 empty] | ADAPTER_gas | MMGE-001
MMGE-002 |  | ADAPTER: suction |  | ADAPTER_gas MMGE-002_3D Shaded | Suction adapter | 3 | Yes | [9 empty] | ADAPTER_gas | MMGE-002
MMGE-003 |  | ADAPTER: suction, double |  |  | Suction adaptor - double | 3 | No
MMGE-004 |  | ADAPTER: suction, low flow |  |  | Suction adapter - low flow | 3 | No
MMGE-005 |  | BEDPAN: |  |  | Bedpan | 3 | No
MMGE-006 |  | BEDPAN: slipper |  |  | Bedpan - slipper | 3 | No
MMGE-007 |  | BODY HOLDING TRAYS: mortuary |  |  | Mortuary body holding trays | 3 | No
MMGE-008 |  | BOWL: emesis |  |  | Bowl - emesis | 3 | No
MMGE-009 |  | BOWL: wash |  |  | Bowl - wash | 3 | No
MMGE-010 |  | CABINET: blanket/ fluid warming |  | CABINET_blanket-fluid_warming MMGE-010_3D Shaded | Cabinet - blanket/ fluid warming | 3 | Yes | yes | [8 empty] | Specialty Equipment_Malmet_Blanket Blanket Warming Cabinet with Castors | 850w x 595d x 1936h
MMGE-011 |  | CABINET: blanket warming |  |  | Cabinet - blanket warming | 3 | No
MMGE-012 |  | CABINET: refrigerated, body |  |  | Cabinet - refrigerated, body | 1 | No
MMGE-013 |  | CHAFING DISH: |  |  | Chafing dish | 3 | No
MMGE-014 |  | CHAIR: anaesthetist |  | CHAIR_anaesthetist MMGE-014_3D Shaded | Chair - anaesthetist | 3 | Yes | [9 empty] | CHAIR_anaesthetist | MMGE-014
MMGE-015 |  | CHAIR: commode |  |  | Chair - commode | 3 | No
MMGE-016 |  | CHAIR: commode, bariatric |  |  |  | 3 | No
MMGE-017 |  | CHAIR: CVA/stroke |  |  | Chair - CVA | 3 | No
MMGE-018 |  | CHAIR: mammography |  |  | Chair - mammography | 3 | No | [9 empty] | CHAIR_mammography | MMGE-018
MMGE-019 |  | CHAIR: patient |  | CHAIR_patient MMGE-019_3D Shaded | Chair - patient | 3 | Yes | [9 empty] | CHAIR_patient | MMGE-019
MMGE-020 |  | CHAIR: patient, bariatric |  | CHAIR_patient_bariatric MMGE-020_3D Shaded | Chair - patient, bariatric | 3 | Yes | [9 empty] | CHAIR_patient_bariatric | MMGE-020
MMGE-021 |  | CHAIR: patient, dialysis |  |  | Chair - dialysis patient | 3 | No
MMGE-022 |  | CHAIR: podiatry, manual |  |  | Chair - podiatry, manual | 3 | No
MMGE-023 |  | CHAIR: recliner, clinical, electric |  | CHAIR_recliner_clinical MMGE-023 - Electrical Recliner_3D Shaded | Chair - recliner, electric | 3 | Yes | [9 empty] | CHAIR_recliner_clinical | MMGE-023 - Electrical Recliner
MMGE-024 |  | CHAIR: shower |  | CHAIR_shower MMGE-024_3D Shaded | Chair - shower | 3 | Yes | [9 empty] | CHAIR_shower | MMGE-024
MMGE-025 |  | CHAIR: shower, bariatric |  | CHAIR_shower_bariatric MMGE-025_3D Shaded | Chair - shower, bariatric | 3 | Yes | [9 empty] | CHAIR_shower_bariatric | MMGE-025
MMGE-026 |  | CHAIR: sitz bath |  |  | Chair - sitz bath | 3 | No
MMGE-027 |  | COOLROOM: body holding |  |  | Cool room - body holding | 1 | No | yes | [5 empty] | yes |  |  | COOLROOM_body_holding | MMGE-027
MMGE-028 |  | DEVICE: compression, arterial |  |  | Compression device - arterial | 3 | No
MMGE-029 |  | DEVICE: compression, sequential |  |  | Sequential compression device | 3 | No
MMGE-030 |  | DIAGNOSTIC SET: portable |  | DIAGNOSTIC SET_Portable MMGE-030 - Portable Diagnostic Set_3D Shaded | Diagnostic set - portable | 3 | Yes | [9 empty] | DIAGNOSTIC SET_Portable | MMGE-030 - Portable Diagnostic Set
MMGE-031 |  | DIAGNOSTIC SET: wall mounted |  | DIAGNOSTIC_SET_wall_mounted MMGE-031_3D Shaded | Diagnostic set - wall mounted | 2 | Yes | yes | [8 empty] | DIAGNOSTIC_SET_wall_mounted | MMGE-031
MMGE-032 |  | DISPLAY SCREEN: slave, for patient monitor |  | DISPLAY_Screen MMGE-032 - Patient Monitor Slave_3D Shaded | Monitor - slave | 3 | Yes | [9 empty] | DISPLAY_Screen | MMGE-032 - Patient Monitor Slave
MMGE-033 |  | FLOWCHART STAND: mobile |  |  | Flowchart stand - mobile | 3 | No | [9 empty] | FLOWCHART_STAND_mobile | MMGE-033
MMGE-034 |  | FRIDGE: drugs, large |  | FRIDGE_Drugs_Large MMGE-034 - Large Drugs Fridge_3D Shaded | Refrigerator - drugs | 3 | Yes | yes | opt | [7 empty] | FRIDGE_Drugs_Large | MMGE-034 - Large Drugs Fridge
MMGE-035 |  | FRIDGE: drugs, small |  |  | Refrigerator - drugs, small | 3 | No | yes | opt | [7 empty] | FRIDGE_drugs_small | MMGE-035
MMGE-036 |  | FRIDGE: drugs, underbench |  | FRIDGE_drugs_small MMGE-036_3D Shaded | Refrigerator - under-bench, 120 Litre | 3 | Yes | yes | opt | [7 empty] | FRIDGE_drugs_small | MMGE-036
MMGE-037 |  | FRIDGE: mortuary |  |  | Refrigerator - mortuary | 1 | No
MMGE-038 |  | FRIDGE: vaccine |  |  | Refrigerator - vaccine | 3 | No | yes | opt
MMGE-039 |  | HANGER: IV, for ceiling track |  | HANGER_IV_for_ceiling_track MMGE-039_3D Shaded | IV hanger for ceiling track | 1 | Yes | [9 empty] | HANGER_IV_for_ceiling_track | MMGE-039
MMGE-040 |  | HEIGHT MEASURE: portable |  |  | Height measure - portable | 3 | No
MMGE-041 |  | HEIGHT MEASURE: wall mount |  |  | Height measure - wall mount | 2 | No
MMGE-042 |  | HUMIDIFIER: air, purification |  |  | Humidifier | 3 | No
MMGE-043 |  | HYDROCOLLATOR: |  |  | Hydrocollator | 3 | No
MMGE-044 |  | HYDROCOLLATOR PACKS: |  |  | Hydrocollator packs | 3 | No
MMGE-045 |  | IV STAND: mobile |  | IV_STAND_mobile MMGE-045_3D Shaded | IV stand - mobile | 3 | Yes | [9 empty] | IV_STAND_mobile | MMGE-045
MMGE-046 |  | JORDAN FRAME: |  |  | Jordan frame | 3 | No
MMGE-047 |  | KIT: first aid |  |  | Box - first aid | 3 | No
MMGE-048 |  | LINEN CARRIER: dirty, single |  | LINEN_CARRIER_dirty_single MMGE-048_3D Shaded | Linen carrier - dirty, single | 3 | Yes | [9 empty] | LINEN_CARRIER_dirty_single | MMGE-048
MMGE-049 |  | MACHINE: dialysis |  | MACHINE_dialysis MMGE-049_3D Shaded | Dialysis machine | 3 | Yes | yes |  | yes |  |  |  | yes |  |  | MACHINE_dialysis | MMGE-049
MMGE-050 |  | MACHINE: electrocardiography (ECG) |  |  | ECG machine | 3 | No
MMGE-051 |  | MACHINE: electrocardiography (ECG), c/w trolley |  |  | ECG machine, on trolley | 3 | No | yes | yes | [7 empty] | MACHINE_ECG_c-w_trolley | MMGE-051
MMGE-052 |  | MATTRESS: pressure relieving |  |  | Mattress: pressure relieving | 3 | No
MMGE-053 |  | MEDICATION DISPENSER: automated |  |  | Automated medication management device | 1 | No | yes | yes | [7 empty] | MEDICATION_DISPENSER_automated | MMGE-053
MMGE-054 |  | MONITOR: apnoea, blanket |  |  | Monitor - apnoea blanket | 3 | No
MMGE-055 |  | MONITOR: bilirubin |  |  | Monitor: bilirubin | 3 | No
MMGE-056 |  | MONITOR: blood pressure |  |  | Blood pressure monitor | 1 | No
MMGE-057 |  | MONITOR: Holter, ECG, ambulatory patient |  |  | Holter monitoring equipment | 3 | No
MMGE-058 |  | MONITOR: oscilloscope |  |  | Oscilloscope | 3 | No
MMGE-059 |  | MONITOR: patient, blood pressure |  |  | Monitor - blood pressure | 3 | No
MMGE-060 |  | MONITOR: patient, doppler, foetal |  |  | Monitor - doppler, foetal | 3 | No
MMGE-061 |  | MONITOR: patient, doppler, vascular |  |  | Monitor - doppler, vascular | 3 | No
MMGE-062 |  | MONITOR: patient, dynamap |  | DISPLAY_Screen MMGE-062 - Dynamap Monitor_3D Shaded | Monitor - dynamap | 3 | Yes | [9 empty] | DISPLAY_Screen | MMGE-062 - Dynamap Monitor
MMGE-063 |  | MONITOR: patient, foetal, CTG |  | EQUIPMENT1 MMGE-063_3D Shaded | Monitor - foetal, CTG | 3 | No | yes | opt | [7 empty] | EQUIPMENT1 | MMGE-063
MMGE-064 |  | MONITOR: patient, intracranial pressure |  |  | Monitor - intracranial pressure | 3 | No
MMGE-065 |  | MONITOR: patient, neonatal |  | MONITOR2 MMGE-065(PP)_3D Shaded | Monitor - neonatal | 3 | Yes | [9 empty] | MONITOR2 | MMGE-065(PP)
MMGE-066 |  | MONITOR: patient, paediatric |  |  | Monitor - paediatric | 3 | No
MMGE-067 |  | MONITOR: patient, portable |  |  | Monitor - portable | 3 | No
MMGE-068 |  | MONITOR: patient, printer |  |  | Monitor - printer | 3 | No
MMGE-069 |  | MONITOR: patient, pulse oximeter |  |  | Monitor - pulse oximeter | 3 | No
MMGE-070 |  | MONITOR: patient, stress testing |  |  | Monitor - stress testing | 3 | No
MMGE-071 |  | MONITOR: transcutaneous oxygen |  |  | Monitor - transcutaneous oxygen | 3 | No
MMGE-072 |  | MONITOR: vital signs |  |  | Monitor - vital signs | 3 | No | yes | opt
MMGE-073 |  | MONITOR: vital signs, dual screen |  |  | Monitor - vital signs | 3 | No | yes | opt | [7 empty] | MONITOR3 | MMGE-073
MMGE-074 |  | OPHTHALMOSCOPE: |  |  | Ophthalmoscope | 3 | No
MMGE-075 |  | PICK UP: walking frame |  |  | Walking frame - pick up | 3 | No
MMGE-076 |  | PUMP: breast |  | PUMP_breast_PP MMGE-076 (PP)_3D Shaded | Pump - breast | 3 | Yes | [9 empty] | PUMP_breast_PP | MMGE-076 (PP)
MMGE-077 |  | PUMP: epidural |  |  | Pump - epidural | 3 | No
MMGE-078 |  | PUMP: infusion |  | PUMP_infusion MMGE-078_3D Shaded | Pump - infusion | 3 | Yes | yes | [8 empty] | PUMP_infusion | MMGE-078
MMGE-079 |  | PUMP: infusion, double |  |  | Pump - infusion, double | 3 | No
MMGE-080 |  | PUMP: infusion, rapid |  |  | Pump - infusion, rapid | 3 | No
MMGE-081 |  | PUMP: infusion, single |  | PUMP_infusion_single MMGE-081_3D Shaded | Pump - infusion, single | 3 | No | [9 empty] | PUMP_infusion_single | MMGE-081
MMGE-082 |  | PUMP: patient controlled analgesia (PCA) |  |  | Pump - PCA | 3 | No
MMGE-083 |  | PUMP: patient feeding |  |  | Pump - patient feeding | 3 | No
MMGE-084 |  | PUMP: syringe |  | PUMP_syringe MMGE-084_3D Shaded | Pump - syringe | 3 | No | [9 empty] | PUMP_syringe | MMGE-084
MMGE-085 |  | SAFE: dangerous drugs, extra large |  |  | Safe - dangerous drugs, extra large | 1 | No
MMGE-086 |  | SAFE: dangerous drugs, large |  |  | Safe - dangerous drugs, large | 1 | No
MMGE-087 |  | SAFE: dangerous drugs, medium |  | SAFE_dangerous_drugs_medium MMGE-087_3D Shaded | Safe - dangerous drugs, medium | 1 | Yes | [9 empty] | SAFE_dangerous_drugs_medium | MMGE-087
MMGE-088 |  | SAFE: dangerous drugs, small |  | SAFE_dangerous_drugs_small MMGE-088_3D Shaded | Safe - dangerous drugs, small | 1 | Yes | [9 empty] | SAFE_dangerous_drugs_small | MMGE-088
MMGE-089 |  | SCALES: electronic, chair |  | SCALES_Electronic_Chair MMGE-089 - Chair Scales_3D Shaded | Scales - weighing, chair | 3 | Yes | [9 empty] | SCALES_Electronic_Chair | MMGE-089 - Chair Scales
MMGE-090 |  | SCALES: electronic, standing |  |  | Scales - electronic, standing | 3 | No | [9 empty] | SCALES_electronic_standing | MMGE-090
MMGE-091 |  | SPHYGMOMANOMETER: portable |  | SPHYGMOMANOMETER_portable MMGE-091_3D Shaded | Sphygmomanometer - portable | 3 | Yes | [9 empty] | SPHYGMOMANOMETER_portable | MMGE-091
MMGE-092 |  | SPHYGMOMANOMETER: wall mount |  |  | Sphygmomanometer - wall mounted | 3 | No
MMGE-093 |  | SPIROMETER: |  |  | Spirometer | 3 | No
MMGE-094 |  | STADIOMETER: wall mount |  |  | Stadiometer - wall mounted | 3 | No | [9 empty] | STADIOMETER_wall_mount | MMGE-094
MMGE-095 |  | STATION: automated distribution system |  |  | Lamson telelift station | 3 | No
MMGE-096 |  | STATION: combination dialysis connection point and waste water tundish |  | STATION_Dialysis_Combination MMGE-096 - Combination Dialysis Station_3D Shaded | Dialysis station | 1 | Yes |  |  | yes |  | yes | yes | yes |  |  | STATION_Dialysis_Combination | MMGE-096 - Combination Dialysis Station
MMGE-097 |  | STATION: pneumatic tube |  | STATION_PneumaticTube_PP MMGE-097(PP) - Pneumatic Tube Station_3D Shaded | Pneumatic tube station | 1 | Yes | [9 empty] | STATION_PneumaticTube_PP | MMGE-097(PP) - Pneumatic Tube Station
MMGE-098 |  | STETHOSCOPE: |  |  | Stethoscope | 3 | No
MMGE-099 |  | STETHOSCOPE: neonatal |  |  | Stethoscope - neonatal | 3 | No
MMGE-100 |  | SUCTION BOTTLE |  | SUCTION_BOTTLE MMGE-100_3D Shaded | Suction bottle | 3 | Yes | [9 empty] | SUCTION_BOTTLE | MMGE-100
MMGE-101 |  | SUCTION UNIT: mobile disposable |  |  | Mobile disposable suction unit | 3 | No
MMGE-102 |  | TABLE: tilt |  | TABLE_Tilting_Mobile MMGE-102 - Tilt Table_3D Shaded | Table - tilt | 3 | No | [9 empty] | TABLE_Tilting_Mobile | MMGE-102 - Tilt Table
MMGE-103 |  | THERMOMETER: electronic, battery |  |  | Thermometer, electronic -battery | 3 | No
MMGE-104 |  | THOMAS PACK |  |  | Thomas pack | 3 | No
MMGE-105 |  | TRANSFER SYSTEM: document |  |  | Document transfer system | 1 | No | yes | [8 empty] | TRANSFER_SYSTEM_document | MMGE-105
MMGE-106 |  | TROLLEY: automated medication dispensing |  | TROLLEY_automated_medication_dispensing MMGE-106_3D Shaded | Trolley - automated medication dispensing | 3 | No | [9 empty] | TROLLEY_automated_medication_dispensing | MMGE-106
MMGE-107 |  | TROLLEY: bath |  |  | Trolley - bath | 3 | No
MMGE-108 |  | TROLLEY: chart |  |  | Trolley - chart | 3 | No
MMGE-109 |  | TROLLEY: clean linen |  | TROLLEY_clean_linen MMGE-109_3D Shaded | Trolley - clean linen | 3 | Yes | [9 empty] | TROLLEY_clean_linen | MMGE-109
MMGE-110 |  | TROLLEY: clean linen, small |  | TROLLEY_clean_linen MMGE-110_3D Shaded | Trolley - clean linen (small) | 3 | Yes | [9 empty] | TROLLEY_clean_linen | MMGE-110
MMGE-111 |  | TROLLEY: clearing |  |  | Trolley - clearing | 3 | No
MMGE-112 |  | TROLLEY: collection |  |  | Trolley collection | 3 | No
MMGE-113 |  | TROLLEY: dressing |  | TROLLEY5 MMGE-113_3D Shaded | Trolley - dressing | 3 | Yes | [9 empty] | TROLLEY5 | MMGE-113
MMGE-114 |  | TROLLEY: dressing, 1 drawer |  |  | Trolley - dressing, 1 drawer | 3 | No
MMGE-115 |  | TROLLEY: dressing, 2 drawer |  |  | Trolley - dressing, 2 drawer | 3 | No
MMGE-116 |  | TROLLEY: drug |  |  | Trolley - drug | 3 | No
MMGE-117 |  | TROLLEY: ENT |  |  | Trolley - ENT | 3 | No | [9 empty] | TROLLEY2 | MMGE-117
MMGE-118 |  | TROLLEY: epidural, 2 drawers |  |  | Trolley - epidural, 2 drawers | 3 | No
MMGE-119 |  | TROLLEY: equipment |  | TROLLEY4 MMGE-119_3D Shaded | Trolley - equipment | 3 | Yes | [9 empty] | TROLLEY4 | MMGE-119
MMGE-120 |  | TROLLEY: for transporting racks |  |  | Trolley - for transporting racks | 3 | No
MMGE-121 |  | TROLLEY: fracture |  |  | Trolley - fracture | 3 | No
MMGE-122 |  | TROLLEY: gowns |  | TROLLEY_gowns MMGE-122_3D Shaded | Trolley - gowns | 3 | Yes | [9 empty] | TROLLEY_gowns | MMGE-122
MMGE-123 |  | TROLLEY: instrument |  | TROLLEY_instrument MMGE-123_3D Shaded | Trolley - instrument | 3 | Yes | [9 empty] | TROLLEY_instrument | MMGE-123
MMGE-124 |  | TROLLEY: instrument, large |  |  | Trolley - instrument, large | 3 | No
MMGE-125 |  | TROLLEY: intravenous |  |  | Trolley - intravenous | 3 | No
MMGE-126 |  | TROLLEY: intubation |  | TROLLEY_intubation MMGE-126_3D Shaded | Trolley - intubation | 3 | Yes | [9 empty] | TROLLEY_intubation | MMGE-126
MMGE-127 |  | TROLLEY: lithotomy |  |  | Trolley - lithotomy | 3 | No
MMGE-128 |  | TROLLEY: medical equipment |  |  | Trolley; medical equipment | 3 | No | [9 empty] | TROLLEY2 | MMGE-128
MMGE-129 |  | TROLLEY: medical records |  |  | Trolley - medical records | 3 | No | [9 empty] | TROLLEY4 | MMGE-129
MMGE-130 |  | TROLLEY: medication |  |  | Trolley - medication | 3 | No | [9 empty] | TROLLEY5 | MMGE-130
MMGE-131 |  | TROLLEY: monitor |  | TROLLEY2 MMGE-131_3D Shaded | Trolley - monitor | 3 | Yes | [9 empty] | TROLLEY2 | MMGE-131
MMGE-132 |  | TROLLEY: morgan |  |  | Trolley - morgan | 3 | No
MMGE-133 |  | TROLLEY: mortuary, hydraulic |  | TROLLEY_mortuary_hydraulic MMGE-133_3D Shaded | Trolley - mortuary, hydraulic | 3 | Yes | [9 empty] | TROLLEY_mortuary_hydraulic | MMGE-133
MMGE-134 |  | TROLLEY: oxygen cylinder |  |  | Trolley - oxygen cylinder | 3 | No
MMGE-135 |  | TROLLEY: patient tray, motorised |  |  | Cart - patient tray, motorised | 3 | No
MMGE-136 |  | TROLLEY: plate store |  |  | Trolley - plate store | 3 | No
MMGE-137 |  | TROLLEY: PPE |  | TROLLEY4 MMGE-137_3D Shaded | Trolley - PPE | 3 | Yes | [9 empty] | TROLLEY4 | MMGE-137
MMGE-138 |  | TROLLEY: preparation |  | TROLLEY4 MMGE-138_3D Shaded | Trolley - preparation | 3 | Yes | [9 empty] | TROLLEY4 | MMGE-138
MMGE-139 |  | TROLLEY: procedure |  | TROLLEY4 MMGE-139 - Procedure_3D Shaded | Trolley - procedure | 3 | Yes | [9 empty] | TROLLEY4 | MMGE-139 - Procedure
MMGE-140 |  | TROLLEY: records |  |  | Trolley - records | 3 | No
MMGE-141 |  | TROLLEY: recovery |  |  | Trolley - recovery | 3 | No
MMGE-142 |  | TROLLEY: sharps bin |  | TROLLEY_sharpsdisposal MMGE-142_3D Shaded | Sharps bin - mobile trolley | 3 | Yes | [9 empty] | TROLLEY_sharpsdisposal | MMGE-142
MMGE-143 |  | TROLLEY: soiled linen collection |  | TROLLEY_soiled_linen_collection MMGE-143_3D Shaded | Trolley - soiled linen collection | 3 | Yes | [9 empty] | TROLLEY_soiled_linen_collection | MMGE-143
MMGE-144 |  | TROLLEY: starter |  |  | Trolley - starter | 3 | No
MMGE-145 |  | TROLLEY: supply |  |  | Trolley - supply | 3 | No
MMGE-146 |  | TROLLEY: suture |  |  | Trolley - suture | 3 | No
MMGE-147 |  | TROLLEY: treatment |  |  | Trolley - treatment | 3 | No
MMGE-148 |  | TROLLEY: X-ray gowns |  |  | Trolley - X-ray gowns | 3 | No
MMGE-149 |  | VIEWER: X-ray |  |  |  | 1 | No | Yes
MMGE-150 |  | VIEWER: X-ray, 1 screen |  | VIEWER_X-ray_1_screen MMGE-150_3D Shaded | Xray viewer - 1 screen | 1 | Yes | yes | [8 empty] | VIEWER_X-ray_1_screen | MMGE-150
MMGE-151 |  | VIEWER: X-ray, (2) multiscreen |  |  | Xray viewer - multiscreen | 1 | No | yes | [8 empty] | VIEWER_X-ray_2_screen | MMGE-151
MMGE-152 |  | VIEWER: X-ray, 2 screen |  | VIEWER_X-ray_2_screen MMGE-152_3D Shaded | Xray viewer - 2 screen | 1 | Yes | yes | [8 empty] | VIEWER_X-ray_2_screen | MMGE-152
MMGE-153 |  | VIEWER: X-ray, 2 screen, mobile |  |  | Xray viewer - 2 screen, portable | 3 | No
MMGE-154 |  | VIEWER: X-ray, 3 screen |  |  | Xray viewer - 3 screen | 1 | No | yes | [8 empty] | VIEWER_X-ray_3_screen | MMGE-154
MMGE-155 |  | VIEWER: X-ray, (4) multiscreen |  |  | Xray viewer - multiscreen | 1 | No | yes | [8 empty] | VIEWER_X-ray_4_screen | MMGE-155
MMGE-156 |  | VIEWER: X-ray, 4 screen |  |  | Xray viewer - 4 screen | 1 | No | yes | [8 empty] | VIEWER_X-ray_4_screen | MMGE-156
MMGE-157 |  | VIEWER: X-ray, 6 screen |  |  | Xray viewer - 6 screen | 1 | No | yes | [8 empty] | VIEWER_X-ray_6_screen | MMGE-157
MMGE-158 |  | VIEWER: X-ray, 8 screen |  |  | Xray viewer - 8 screen | 1 | No
MMGE-159 |  | VIEWER: X-ray, 9 screen |  |  | Xray viewer - 9 screen | 1 | No
MMGE-160 |  | VIEWER: X-ray, mobile |  |  | Xray viewer - mobile | 3 | No
MMGE-161 |  | VIEWER: X-ray, wet film |  |  | Xray viewer - wet film | 1 | No
MMGE-162 |  | WALKING FRAME: |  |  | Walking frame | 3 | No
MMGE-163 |  | WALKING FRAME: with wheels |  |  | Walking frame - with wheels | 3 | No
MMGE-164 |  | WORKSTATION ON WHEELS: clinical, mobile | PC specified separately. Also known as WOW, COW | WORKSTATION_ON_WHEELS_clinical_mobile MMGE-164_3D Shaded | Computer on wheels | 3 | Yes | [9 empty] | WORKSTATION_ON_WHEELS_clinical_mobile | MMGE-164
MMGE-165 |  | WORKSTATION ON WHEELS: pharmacy, mobile | PC specified separately. Also known as WOW, COW |  | Workstation - pharmacy, mobile | 3 | No
MMGE-166 |  | CABINET: fluid warming, underbench |  |  |  | 3 | No
MMGE-167 |  | CHAIR: surgeon |  | CHAIR_surgeon MMGE-167_3D Shaded | Chair - anaesthetist | 3 | Yes | [9 empty] | CHAIR_surgeon | MMGE-167
MMGE-168 |  | STAND: infusion pump, mobile |  | STAND_infusion_pump_mobile MMGE-168_3D Shaded | IV stand - mobile | 3 | Yes | [9 empty] | STAND_infusion_pump_mobile | MMGE-168
MMGE-169 |  | SLING: arm, dynamic, ceiling mounted |  | SLING_arm_dynamic_ceiling_mount MMGE-169_3D Shaded |  | 1 | Yes | [9 empty] | SLING_arm_dynamic_ceiling_mount | MMGE-169
MMGE-171 |  | BOTTLE: eyewash, portable |  | EQUIPMENT_eye_irrigation MMGE-171_3D Shaded |  | 3 | Yes | [9 empty] | EQUIPMENT_eye_irrigation | MMGE-171
MMGE-173 |  | PROJECTOR: visual acuity testing, surface mounted |  | PROJECTOR_visual_acuity_surface_mounted MMGE-173_3D Shaded |  | 3 | Yes | [9 empty] | PROJECTOR_visual_acuity_surface_mounted | MMGE-173
MMGE-174 |  | CHAIR: patient, ENT, electric |  | CHAIR_ent_electric MMGE-174_3D Shaded | Chair - podiatry, manual | 3 | Yes | [9 empty] | CHAIR_ent_electric | MMGE-174
MMGE-175 |  | DIAGNOSTIC SET: pendant mounted |  | DIAGNOSTIC_SET_wall_mounted MMGE-175_3D Shaded | Diagnostic set - wall mounted | 2 | Yes | yes | [8 empty] | DIAGNOSTIC_SET_wall_mounted | MMGE-175
MMGE-176 |  | PUMP: infusion, pendant mounted |  | PUMP_infusion_pendant_mounted MMGE-176_3D Shaded | Pump - infusion | 3 | Yes | yes | [8 empty] | PUMP_infusion_pendant_mounted | MMGE-176
MMGE-177 |  | PUMP: syringe, pendant mounted |  | PUMP_syringe MMGE-177_3D Shaded | Pump - syringe | 3 | Yes | [9 empty] | PUMP_syringe | MMGE-177
MMGE-178 |  | PROCESSOR: reverse osmosis RO water, mobile |  | PROCESSOR_RO_mobile MMGE-178_3D Shaded |  | 3 | Yes | [9 empty] | PROCESSOR_RO_mobile | MMGE-178
MMGE-179 |  | MACHINE: electrocardiography (ECG), c/w trolley and printer shelf |  | MACHINE_ECG_c-w_trolley_printer_shelf MMGE-179_3D Shaded |  | 3 | Yes | [9 empty] | MACHINE_ECG_c-w_trolley_printer_shelf | MMGE-179
MMGE-182 |  | MACHINE: Electrophysiology, cardiac pacing |  | SYSTEM_EP_cardiac_pacing MMGE-182_3D Shaded | ECG machine | 3 | Yes | [9 empty] | SYSTEM_EP_cardiac_pacing | MMGE-182
MMGE-183 |  | FRIDGE: body holding, triple tier |  | FRIDGE_BodyHolding_TripleTier MMGE-183 - Body Holding Fridge_3D Shaded | Cool room - body holding | 1 | Yes | yes | [5 empty] | yes |  |  | FRIDGE_BodyHolding_TripleTier | MMGE-183 - Body Holding Fridge
MMGE-184 |  | FRIDGE: body holding, triple tier, bariatric |  |  | Cool room - body holding | 1 | No | yes | [5 empty] | yes
MMGE-185 |  | SCALES: digital, benchtop |  | SCALES_Digital_Benchtop MMGE-185 - Digital Scales_3D Shaded | Scales - electronic, standing | 3 | Yes | [9 empty] | SCALES_Digital_Benchtop | MMGE-185 - Digital Scales
MMGE-186 |  | TROLLEY: mortuary, transport |  | TROLLEY_Mortuary_Transport MMGE-186 - Mortuary Transport Trolley_3D Shaded | Trolley - mortuary, hydraulic | 3 | Yes | [9 empty] | TROLLEY_Mortuary_Transport | MMGE-186 - Mortuary Transport Trolley
MMGE-187 |  | MONITOR: patient, central monitoring |  | COMPUTER_Desktop MMGE-187 - Central Monitor_3D Shaded |  | 3 | Yes | [9 empty] | COMPUTER_Desktop | MMGE-187 - Central Monitor
MMGE-188 |  | SCALES: electronic, standing, with stadiometer |  | SCALES_Electronic_Standing_Stadiometer MMGE-188 - Scales with Stadiometer_3D Shaded |  | 3 | Yes | [9 empty] | SCALES_Electronic_Standing_Stadiometer | MMGE-188 - Scales with Stadiometer
MMGE-189 | MMGE-189 | TROLLEY: phlebotomy 600W x 490D x 900H nominal |  |  |  | 3 | Yes | [9 empty] | TROLLEY_SpecimenCollection | MMGE-189 - Phlebotomy Trolley
MMHA-001 |  | CARRIER: suction bottle |  |  | Suction bottle carrier | 3 | No | [9 empty] | CARRIER_suction_bottle | MMHA-001
MMHA-002 |  | DEFIBRILLATOR |  | DEFIBRILLATOR MMHA-002_3D Shaded | Defibrillator | 3 | Yes | yes | [8 empty] | DEFIBRILLATOR | MMHA-002
MMHA-003 |  | MACHINE: suction, portable |  |  | Suction machine - mobile | 3 | No
MMHA-004 |  | MONITOR: patient, anaesthetic |  |  | Monitor - anaesthetic | 3 | No | yes | opt | [7 empty] | MONITOR2 | MMHA-004
MMHA-005 |  | MONITOR: patient, cardiac |  | DISPLAY_SCREEN2 MMHA-005_3D Shaded | Monitor - cardiac | 3 | Yes | yes | opt | [7 empty] | DISPLAY_SCREEN2 | MMHA-005
MMHA-006 |  | MONITOR: patient, cardiac, telemetry |  |  | Monitor - cardiac, telemetry | 3 | No
MMHA-007 |  | MONITOR: patient, cardiac with pulse oximeter |  |  | Monitor - cardiac with pulse oximeter | 3 | No
MMHA-008 |  | MONITOR: patient, cardiac with vital signs |  | DISPLAY_Screen MMHA-008 - Cardiac Monitor_3D Shaded | Monitor - cardiac with vital signs | 3 | Yes | yes | opt | [7 empty] | DISPLAY_Screen | MMHA-008 - Cardiac Monitor
MMHA-009 |  | MONITOR: patient, central station, CCU |  |  | Monitor - central station, CCU | 3 | No
MMHA-010 |  | MONITOR: patient, central station, ICU |  |  | Monitor - central station, ICU | 3 | No | yes | yes
MMHA-011 |  | MONITOR: patient, central station, Obstetric |  |  | Monitor - central station, Obstet. | 3 | No
MMHA-012 |  | MONITOR: patient, recovery |  |  | Monitor - recovery | 3 | No
MMHA-014 |  | RESPIRATOR: air viva |  |  | Respirator - Air-Viva | 3 | No
MMHA-015 |  | SPILL KIT: catatonic |  |  | Catatonic spill kit | 3 | No
MMHA-016 |  | SUCTION: TWIN-O-VAC UNIT |  | SUCTION_TWIN-O-VAC_UNIT MMHA-016_3D Shaded | Suction - twin-o-vac unit | 3 | Yes | [9 empty] | SUCTION_TWIN-O-VAC_UNIT | MMHA-016
MMHA-017 |  | TROLLEY: defibrillator |  |  | Trolley - defibrillator | 3 | No
MMHA-023 |  | VENTILATOR |  | VENTILATOR MMHA-023_3D Shaded | Ventilator | 3 | Yes | [9 empty] | VENTILATOR | MMHA-023
MMHA-024 |  | VENTILATOR: continuous positive airway pressure (CPAP) |  | EQUIPMENT_CPAP_PP MMHA-024 (PP)_3D Shaded | Ventilator - CPAP | 3 | Yes | [9 empty] | EQUIPMENT_CPAP_PP | MMHA-024 (PP)
MMHA-025 |  | VENTILATOR: neonatal |  | VENTILATOR_neonatal_PP MMHA-025 (PP)_3D Shaded | Ventilator - neonatal | 3 | Yes | [9 empty] | VENTILATOR_neonatal_PP | MMHA-025 (PP)
MMHA-026 |  | TROLLEY: resuscitation, infant |  |  | Trolley - resuscitation, infant | 3 | No
MMHA-027 |  | TROLLEY: resuscitation, adult |  | TROLLEY_Resuscitation_Adult MMHA-027 - Resus Trolley_3D Shaded | Trolley - resuscitation, adult | 3 | Yes | [9 empty] | TROLLEY_Resuscitation_Adult | MMHA-027 - Resus Trolley
MMHA-028 |  | TROLLEY: resuscitation, paediatric |  |  | Trolley - resuscitation, paediatric | 3 | No
MMHA-029 |  | TROLLEY: resuscitation, neonatal |  |  | Trolley - resuscitation, neonatal | 3 | No
MMHA-030 |  | MONITOR: patient, cardiac, pendant mounted |  | MONITOR2 MMHA-030_3D Shaded | Monitor - cardiac | 3 | Yes | yes | opt | [7 empty] | MONITOR2 | MMHA-030
MMHA-032 |  | MONITOR: patient, cardiac, SPECT/CT |  | MONITOR_patient_cardiac_SPECT_CT MMHA-032_3D Shaded | Monitor - cardiac | 2 | Yes | yes | opt | [7 empty] | MONITOR_patient_cardiac_SPECT_CT | MMHA-032
MMHA-033 |  | CYLINDER: gas, oxygen |  | CYLINDER_Gas_Oxygen MMHA-033 - Oxygen Cylinder_3D Shaded |  | 3 | Yes | [9 empty] | CYLINDER_Gas_Oxygen | MMHA-033 - Oxygen Cylinder
MMIC-001 |  | BENCH: mobile, ultrasonic cleaner, set-down |  |  |  | 1 | No
MMIC-002 |  | BUCKET: SSU |  |  | Bucket - CSSU | 3 | No
MMIC-003 |  | CABINET: drying, instrument |  |  | Cabinet - drying, instrument | 1 | No
MMIC-004 |  | CABINET: drying, instrument/tube |  |  | Cabinet - drying, instrument/ tube | 1 | No
MMIC-005 |  | CABINET: drying, pass-through |  |  | Cabinet - drying, pass-through | 1 | No
MMIC-006 |  | CABINET: drying, tube |  |  | Cabinet - drying, tube | 1 | No
MMIC-007 |  | CABINET: endoscope, drying |  |  | Cabinet - drying, endoscopes | 1 | No
MMIC-008 |  | CABINET: endoscope, drying, pass-through, filtered / circulated / heated air drying |  |  |  | 1 | No
MMIC-009 |  | CABINET: endoscope, drying, single door, filtered / circulated / heated air drying |  |  |  | 1 | No
MMIC-010 |  | CABINET: endoscope, drying & storage, pass-through filtered / forced air drying |  |  |  | 1 | Yes
MMIC-011 |  | CABINET: endoscope, drying & storage, single door, filtered / forced air drying |  |  |  | 1 | No
MMIC-012 |  | CLEANER: ultrasonic, free standing or benchtop |  |  |  | 3 | No
MMIC-013 |  | CLEANER: ultrasonic, irrigator, free standing or benchtop |  |  |  | 3 | No
MMIC-014 |  | CONNECTORS: endoscopes, for use in drying & storage cabinets |  |  |  | 3 | No
MMIC-015 |  | CONNECTORS: endoscopes, for use in reprocessors |  |  |  | 3 | No
MMIC-016 |  | CONVEYOR: steriliser return, chamber sealed, automatic |  |  |  | 1 | No
MMIC-017 |  | CONVEYOR: steriliser return, chamber sealed, manual |  |  |  | 1 | No
MMIC-018 |  | CONVEYOR: steriliser return, hatch sealed, automatic |  |  |  | 1 | No
MMIC-019 |  | CONVEYOR: steriliser return, hatch sealed, manual |  |  |  | 1 | No
MMIC-020 |  | CONVEYOR: wash rack return |  |  |  | 1 | No
MMIC-021 |  | CONVEYOR: wash rack return, chamber sealed, automatic |  |  |  | 1 | No
MMIC-022 |  | CONVEYOR: wash rack return, chamber sealed, manual |  |  |  | 1 | No
MMIC-023 |  | CONVEYOR: wash rack return, hatch sealed, automatic |  |  |  | 1 | No
MMIC-024 |  | CONVEYOR: wash rack return, hatch sealed, manual |  |  |  | 1 | No
MMIC-025 |  | DISINFECTOR: scope cleaner, glutaraldehyde user station (GUS) |  |  | Scope cleaner: GUS | 3 | No
MMIC-026 |  | FRAMING: stainless steel, batch washer gap |  |  |  | 1 | No
MMIC-027 |  | FRAMING: stainless steel, steam steriliser gap |  |  |  | 1 | No
MMIC-028 |  | GUN: spray, air |  |  | Air pistol | 3 | No
MMIC-029 |  | GUN: spray, water |  |  |  | 1 | No
MMIC-030 |  | HATCH: return, racks, switched both sides |  |  |  | 1 | No
MMIC-031 |  | HEAT SEALER: crimper |  |  | Heat sealing unit - crimper | 3 | No
MMIC-032 |  | HEAT SEALER: impulse |  |  | Heat sealing unit - impulse | 3 | No
MMIC-033 |  | HOIST: clean |  |  | Hoist - clean | 1 | No
MMIC-034 |  | HOIST: dirty |  |  | Hoist - dirty | 1 | No
MMIC-035 |  | HOIST: goods |  |  | Hoist - goods | 1 | No
MMIC-036 |  | HOIST: scissor |  |  | Hoist - scissor | 1 | No
MMIC-037 |  | HOLDER: air nozzle |  |  | Air nozzle holder | 1 | No
MMIC-038 |  | IRRIGATOR: sonic, pulsing |  |  | Sonic irrigator, pulsing | 1 | No
MMIC-039 |  | LIGHT: magnifying, task light |  |  | Light - magnifying task light | 3 | No
MMIC-040 |  | MACERATOR: disposal unit, bed pan/urinal/bowl |  |  | Disposal unit - pan/ urinal/ bowl | 1 | No
MMIC-041 |  | MIXER: chemical |  |  | Chemical mixer | 2 | No
MMIC-042 |  | MIXER: chemical. with tank |  |  | IMG: chemical mixer/ tank | 3 | No
MMIC-043 |  | RACK: graduated sterile wrap |  |  | Rack - graduated sterile wrap | 3 | No
MMIC-044 |  | RACKS: batch washer, various |  |  |  | 1 | No
MMIC-045 |  | RACKS: steam steriliser, c/w single shelf |  |  |  | 1 | No
MMIC-046 |  | READER: tunnel, RFID, loan set |  |  |  | 1 | No
MMIC-047 |  | REPROCESSOR: low temperature, flexible endoscopes, high level chemical disinfection |  |  |  | 1 | No
MMIC-048 |  | SCOPE CLEANER: GUS |  |  | Scope Cleaner: GUS | 3 | No
MMIC-049 |  | SEALING UNIT: rotary heat |  |  |  | 3 | No
MMIC-050 |  | SHELVES: steam steriliser racks |  |  |  | 1 | No
MMIC-051 |  | STATION: final rinse, sink, Reverse Osmosis |  |  |  | 1 | No
MMIC-052 |  | STATION: wash/decontamination, height adj, sink, manual, pre-rinse |  |  |  | 1 | No
MMIC-053 |  | STERILISER: low temperature, rapid cycle, pass-through |  |  |  | 1 | No
MMIC-054 |  | STERILISER: low temperature, rapid cycle, single door |  |  | Steriliser - low temperature, peracetic acid | 3 | No | yes |  | yes | yes |  |  | yes |  |  | STERILISER_low_temperature_rapid_cycle_single_door | MMIC-054
MMIC-055 |  | STERILISING UNIT: antibacterial solution |  |  | Sterilising unit - antibacterial solution | 3 | No
MMIC-056 |  | STERILIZER: autoclave, integrated system |  |  | Technogas Machine | 1 | No
MMIC-057 |  | STERILIZER: baby bottle |  |  | Steriliser - baby bottle | 1 | No
MMIC-058 |  | STERILIZER: benchtop, electric |  |  | Steriliser - benchtop, electric | 3 | No | yes
MMIC-059 |  | STERILIZER: pressure, jacketed, 2 door |  |  | Steriliser - pressure, jacketed, 2 door | 1 | No
MMIC-060 |  | STERILIZER: pressure, jacketed, single door |  |  | Steriliser - pressure, jacketed, single door | 1 | No
MMIC-061 |  | SYSTEM: batch washer, load/unload, automatic, shuttle and conveyor |  |  |  | 1 | No | Yes
MMIC-062 |  | SYSTEM: batch washer, load/unload, automatic, stand-alone |  |  |  | 1 | No | Yes
MMIC-063 |  | SYSTEM: chemical dosing, batch washers |  |  |  | 1 | No | Yes
MMIC-064 |  | SYSTEM: steam steriliser, load/unload, automatic, multi-unit conveyor with loading shuttle |  |  |  | 1 | No | Yes
MMIC-065 |  | SYSTEM: steam steriliser, load/unload, automatic, stand-alone |  |  |  | 1 | No | Yes
MMIC-066 |  | SYSTEM: storage, washer racks / inserts, automated |  |  |  | 1 | No | Yes
MMIC-067 |  | TABLE: SSU packing |  |  | Table - packing, CSSU | 1 | No
MMIC-068 |  | TROLLEY: batch washer, load/unload, automatic |  |  |  | 1 | No
MMIC-069 |  | TROLLEY: batch washer, transfer, load/unload, batch washer, fixed height |  |  |  | 1 | No
MMIC-070 |  | TROLLEY: batch washer, transfer, load/unload, height adjustable |  |  |  | 1 | No
MMIC-071 |  | TROLLEY: SSU sterilizer |  |  | Trolley - CSSD sterilizer | 1 | No
MMIC-072 |  | TROLLEY: SSU supply |  |  | Trolley - CSSU supply | 1 | No
MMIC-073 |  | TROLLEY: steam steriliser, load/unload, automatic |  |  |  | 1 | No
MMIC-074 |  | TROLLEY: steam steriliser, transfer, load/unload, fixed height |  |  |  | 1 | No
MMIC-075 |  | TROLLEY: steam steriliser, transfer, load/unload,height adjustable |  |  |  | 1 | No
MMIC-076 |  | TROLLEY: steriliser cooling |  |  | Trolley - steriliser cooling | 1 | No
MMIC-077 |  | TROLLEY: steriliser loading |  |  | Trolley - steriliser loading | 1 | No
MMIC-078 |  | TROLLEY: Sterrad & accessories |  |  | Trolley - for Sterrad & accessories | 1 | No
MMIC-079 |  | TROLLEY: tunnel washer, docking, containers & tote boxes with racks |  |  |  | 1 | No
MMIC-080 |  | TROLLEY: tunnel washer, docking, Instruments |  |  |  | 1 | No
MMIC-081 |  | TROLLEY: washer |  |  | Washer - case cart/ trolley | 1 | No
MMIC-082 |  | TROLLEY: washer, tunnel |  |  | Washer - tunnel, trolleys | 1 | No
MMIC-083 |  | ULTRASONIC CLEANER: cabinet, freestanding |  |  | Ultrasonic cleaner - cabinet freestanding | 2 | No
MMIC-084 |  | ULTRASONIC CLEANER: instrument |  |  | Ultrasonic cleaner - instrument | 1 | No
MMIC-085 |  | ULTRASONIC CLEANER: mobile |  |  | Ultrasonic cleaner - mobile | 3 | No | yes | [5 empty] | yes
MMIC-086 |  | ULTRASONIC RINSER/DRYER TANK |  |  | Ultrasonic - rinser/ dryer tank | 1 | No
MMIC-087 |  | WASHER DISINFECTOR: 1 door, multi-cart |  |  | Washer disinfector - 1 door, multi-cart | 1 | No | yes | opt | yes | yes |  | yes | yes
MMIC-088 |  | WASHER DISINFECTOR: 2 door, multi-cart |  |  | Washer disinfector - 2 door, multi-cart | 1 | No
MMIC-089 |  | WASHER: disinfector, batch, pass-through |  |  |  | 1 | No | Yes
MMIC-090 |  | WASHER: disinfector, batch, single door |  |  |  | 1 | No | Yes
MMIC-091 |  | WASHER: endoscope |  |  | Washer - endoscope | 3 | No
MMIC-092 |  | WASHER: equipment |  |  | Washer - equipment | 1 | No
MMIC-093 |  | WASHER: index, multi-chamber |  |  |  | 1 | No | Yes
MMIC-094 |  | WASHER: instrument, pass through |  |  | Washer - pass through Instrument | 1 | No
MMIC-095 |  | WASHER SANITISER: pan flusher |  | WASHER_SANITISER_pan_flusher MMIC-095_3D Shaded | Washer sanitiser - pan | 1 | Yes | yes |  | yes | yes |  | yes | yes |  |  | WASHER_SANITISER_pan_flusher | MMIC-095
MMIC-096 |  | WASHER SANITISER: pan flusher and utensil washer combined |  |  | Washer sanitiser - pan & utensil combined | 1 | No | yes |  | yes | yes |  | yes | yes
MMIC-097 |  | WASHER SANITISER: utensil washer |  | WASHER_SANITISER_utensil_washer MMIC-097_3D Shaded | Washer sanitiser - utensil | 1 | Yes | yes |  | yes | yes |  | yes | yes |  |  | WASHER_SANITISER_utensil_washer | MMIC-097
MMIC-098 |  | WASHER SANITISER: utensil washer, baby bottles |  |  | Washer disinfector - baby bottles | 1 | No
MMIC-099 |  | WASHER: tunnel, indexing, instrument |  |  | Washer - indexing tunnel, (instrument) | 1 | No
MMIC-100 |  | WASHER: tunnel, trolley, case cart, containers, instruments & Loan Sets |  |  |  | 1 | No | Yes
MMIC-101 |  | WORKBENCH: instrument management, height adjustable |  |  |  | 1 | No
MMIC-102 |  | WORKBENCH: loan set, height adjustable |  |  |  | 1 | No
MMIC-103 |  | WORKBENCH: packing, height adjustable |  |  |  | 1 | No
MMIC-104 |  | WORKBENCH: sterile stock, height adjustable |  |  |  | 1 | No
MMIC-105 |  | STERILISER: pre-vacuum, steam, option for low temperature sterilisation |  |  |  | 1 | No
MMIC-106 |  | STERILISER: pre-vacuum, steam, pass-through, integral electric to steam |  |  |  | 1 | No | Yes
MMIC-107 |  | STERILISER: pre-vacuum, steam, pass-through, integral steam to steam |  |  |  | 1 | No
MMIC-108 |  | STERILISER: pre-vacuum, steam, pass-through, plant steam |  |  |  | 1 | No
MMIC-109 |  | STERILISER: pre-vacuum, steam, single door, integral electric to steam |  |  |  | 1 | No | Yes
MMIC-110 |  | STERILISER: pre-vacuum, steam, single door, integral steam to steam |  |  |  | 1 | No
MMIC-111 |  | STERILISER: pre-vacuum, steam, single door, plant steam |  |  |  | 1 | No
MMIC-112 |  | WASHER: index, multi-chamber, pre-clean unit, wash/ultrasonic |  |  |  | 1 | No | Yes
MMIC-113 |  | WASHER: index, multi-chamber, wash/dry |  |  |  | 1 | No | Yes
MMIC-114 |  | WASHER: index, multi-chamber, wash/Ultrasonic/dry |  |  |  | 1 | No | Yes
MMIC-115 |  | WASHER: index, multi-chamber, wash/ultrasonic/wash/dry |  |  |  | 1 | No | Yes
MMIC-116 |  | WASHER: index, multi-chamber, wash/ultrasonic/wash/dry/dry |  |  |  | 1 | No | Yes
MMIC-117 |  | REPROCESSOR: low temperature, flexible endoscopes, high level chemical disinfection, dual chamber, pass-through |  |  |  | 1 | No
MMIC-118 |  | REPROCESSOR: low temperature, flexible endoscopes, high level chemical disinfection, dual chamber, single door |  |  |  | 1 | No
MMIC-119 |  | REPROCESSOR: low temperature, flexible endoscopes, high level chemical disinfection, single chamber, pass-through |  |  |  | 1 | No
MMIC-120 |  | REPROCESSOR: low temperature, flexible endoscopes, high level chemical disinfection, single chamber, single door |  |  |  | 1 | No
MMIC-121 |  | TROLLEY: instruments transfer |  | TROLLEY_Transfer_Instruments MMIC-121_3D Shaded |  | 3 | Yes | [9 empty] | TROLLEY_Transfer_Instruments | MMIC-121
MMIC-122 |  | DISINFECTOR: ultrasound probes |  |  | Scope cleaner: GUS | 3 | Yes | [9 empty] | EQUIPMENT_probe_disinfectant_PP | MMIC-122 (PP)
MMLA-001 |  | ANALYSER: amino acid |  |  | Analyser - amino acid | 3 | No
MMLA-002 |  | ANALYSER: blood/gas |  |  | Blood gas analyser | 3 | No
MMLA-003 |  | ANALYSER: blood gas, point of care |  |  | Analyser - blood gas, point-of-care service | 3 | No
MMLA-004 |  | ANALYSER: blood/gas, portable (i-Stat) |  |  | I-Stat machine | 3 | No | [9 empty] | DEVICE_Analyser_PointOfCare_PP | MMLA-004(PP) - Analyser
MMLA-005 |  | ANALYSER: body fat |  |  | Body fat analyser | 3 | No
MMLA-006 |  | ANALYSER: chemistry, integrated |  |  | Dimension Xpand (Laboratory) | 3 | No
MMLA-007 |  | ANALYSER: coagulation |  |  | ACL machine (Laboratory) | 3 | No
MMLA-008 |  | ANALYSER: Fourier, infra-red |  |  | Analyser - fourier, infra red | 3 | No
MMLA-009 |  | ANALYSER: haemotology |  |  | CellDyn machine (Laboratory) | 3 | No
MMLA-010 |  | ANALYSER: Integrated chemistry |  |  | Dimension Xpand (Laboratory) | 3 | No
MMLA-011 |  | ANALYSER: pulmonary |  |  | Analyser - pulmonary | 3 | No
MMLA-012 |  | ANALYSER: sperm clinical analysis (spermogram) |  |  | Spermogram | 3 | No
MMLA-013 |  | ANALYSER: urinalysis |  | ANALYSER_urinalysis MMLA-013_3D Shaded | Urinalysis machine | 3 | Yes | yes | opt | [7 empty] | ANALYSER_urinalysis | MMLA-013
MMLA-014 |  | DEVICE: wax bath |  | DEVICE_WaxBath MMLA-014 - Wax Bath_3D Shaded | Wax bath | 3 | Yes | [9 empty] | DEVICE_WaxBath | MMLA-014 - Wax Bath
MMLA-015 |  | BOILING UNIT: bones |  |  | Boiling Unit - Bones | 2 | No
MMLA-016 |  | BURNER: bunsen |  |  | Bunsen burner | 3 | No | yes | [6 empty] | yes |  | BURNER_bunsen | MMLA-016
MMLA-017 |  | CABINET: acid |  |  | Cabinet - Acid | 1 | No
MMLA-018 |  | CABINET: aeration |  |  | Cabinet - aeration | 2 | No
MMLA-019 |  | CABINET: biological safety, Class I |  |  | Cabinet - biological safety | 3 | No
MMLA-020 |  | CABINET: biological safety, Class II |  |  | Cabinet - biological safety | 3 | No
MMLA-021 |  | CABINET: biological safety, Class III |  |  | Cabinet - biological safety | 3 | No
MMLA-022 |  | CABINET: cytotoxic |  |  | Cabinet - cytotoxic | 3 | No
MMLA-023 |  | CABINET: hazardous goods, small, oxidising |  |  | Cabinet - hazardous goods | 3 | No
MMLA-024 |  | CABINET: hazardous goods, small, corrosive |  |  | Cabinet - hazardous goods | 3 | No
MMLA-025 |  | CABINET: hazardous goods, small, flammable |  |  | Cabinet - hazardous goods | 3 | No
MMLA-026 |  | CABINET: hazardous goods, small |  |  | Cabinet - hazardous goods | 3 | No | [9 empty] | CUPBOARD_hazardous | MMLA-026
MMLA-027 |  | CABINET: hazardous goods, small, toxic |  |  | Cabinet - hazardous goods | 3 | No
MMLA-028 |  | CABINET: hazardous goods, tall |  |  |  | 3 | No
MMLA-029 |  | CABINET: hazardous goods, tall, corrosive |  |  |  | 3 | No
MMLA-030 |  | CABINET: hazardous goods, tall, flammable |  |  |  | 3 | No
MMLA-031 |  | CABINET: hazardous goods, tall, oxidising |  |  |  | 3 | No
MMLA-032 |  | CABINET: hazardous goods, tall, toxic |  |  |  | 3 | No
MMLA-033 |  | CABINET: laminar flow |  |  | Cabinet - laminar flow | 1 | No
MMLA-034 |  | CABINET: pass through, ventilated |  |  | Cabinet - pass thru, ventilated | 1 | No
MMLA-035 |  | CABINET: refrigerated |  |  | Cabinet - refrigerated | 3 | No
MMLA-036 |  | CENTRIFUGE: benchtop |  | EQUIPMENT_laboratory, bench MMLA-036_3D Shaded | Centrifuge | 3 | No | yes | [8 empty] | EQUIPMENT_laboratory, bench | MMLA-036
MMLA-037 |  | CENTRIFUGE: benchtop, cell washer |  |  | Cell washer | 3 | No | yes
MMLA-038 |  | CENTRIFUGE: benchtop, high speed |  |  | Ultracentrifuge | 3 | No | yes
MMLA-039 |  | CENTRIFUGE: benchtop, micro |  |  | Centrifuge - micro | 3 | No | yes
MMLA-040 |  | CENTRIFUGE: benchtop, refrigerated |  |  | Centrifuge - refrigerated | 3 | No | yes
MMLA-041 |  | CHAMBER: AnO2 Holding (Laboratory) |  |  | AnO2 Holding Chamber (Laboratory) | 3 | No
MMLA-042 |  | CHROMATOGRAPH: gas |  |  | Gas chromatograph | 3 | No
MMLA-043 |  | CONTAINER: antibacterial solution |  |  | Container - antibacterial solution | 3 | No
MMLA-044 |  | COUNTER: single |  |  | Counter: single | 3 | No
MMLA-045 |  | COUNTER: tablet |  |  | Counter - tablet | 3 | No
MMLA-046 |  | DEIONISER: water, purification |  |  | Deioniser | 3 | No
MMLA-047 |  | DEVICE: Electrophoresis, labyrinth |  |  | Electrophoresis labyrinth | 3 | No
MMLA-048 |  | DEVICE: Electrophoresis, power pack |  |  | Electrophoresis power pack | 3 | No
MMLA-049 |  | DEVICE: point of care |  | DEVICE_point_of_care MMLA-049_3D Shaded | Point-of-Care device | 3 | Yes | [9 empty] | DEVICE_point_of_care | MMLA-049
MMLA-050 |  | DISHWASHER: laboratory |  |  | Dishwasher - laboratory | 1 | No
MMLA-051 |  | FREEZER: blood products |  | FRIDGE_domestic2 MMLA-051_3D Shaded | Freezer - blood products | 3 | No | yes | opt | [7 empty] | FRIDGE_domestic2 | MMLA-051
MMLA-052 |  | FRIDGE: blood products, double door |  | FRIDGE_double_door MMLA-052_3D Shaded | Refrigerator - blood products | 3 | No | yes | opt | [7 empty] | FRIDGE_double_door | MMLA-052
MMLA-053 |  | FRIDGE: blood products, single door |  | FRIDGE_blood_products_single_door MMLA-053_3D Shaded | Refrigerator - blood products | 3 | Yes | yes | opt | [7 empty] | FRIDGE_blood_products_single_door | MMLA-053
MMLA-054 |  | FRIDGE: laboratory, floor standing |  | FRIDGE_domestic1 MMLA-054_3D Shaded | Refrigerator | 3 | No | yes | [8 empty] | FRIDGE_domestic1 | MMLA-054
MMLA-055 |  | FRIDGE: laboratory, underbench |  | FRIDGE_Laboratory_Underbench_PP MMLA-055(PP) - Underbench Lab Fridge_3D Shaded | Refrigerator - laboratory | 3 | Yes | yes | opt | [7 empty] | FRIDGE_Laboratory_Underbench_PP | MMLA-055(PP) - Underbench Lab Fridge
MMLA-056 |  | FRIDGE: platelet storage |  |  | Refrigerator - platelet storage | 3 | No
MMLA-057 |  | HEATER: dry block, laboratory |  |  | Heater - dry block | 3 | No
MMLA-058 |  | HOTPLATE: laboratory |  |  | Heating plate | 3 | No
MMLA-059 |  | INCINERATOR: laboratory |  |  | Incinerator: laboratory | 3 | No
MMLA-060 |  | INCUBATOR: CO2 |  |  | Incubator - CO2 | 3 | No
MMLA-061 |  | INCUBATOR: laboratory |  | EQUIPMENT_laboratory, bench MMLA-061_3D Shaded | Incubator - laboratory | 3 | No | yes | [8 empty] | EQUIPMENT_laboratory, bench | MMLA-061
MMLA-062 |  | METER: hydrogen ion concentration (pH) |  |  | pH Meter | 3 | No
MMLA-063 |  | MICROSCOPE: laboratory |  |  | Microscope - laboratory | 3 | No
MMLA-064 |  | MICROSCOPE: laboratory, stereo, bench mount |  |  | Microscope - stereo, bench mount | 3 | No
MMLA-065 |  | MIXER: tube, laboratory |  |  | Mixer - tubes (Laboratory) | 3 | No
MMLA-066 |  | MIXER: vortex, laboratory |  |  | Vortex mixer (Laboratory) | 3 | No
MMLA-067 |  | OSMOMETER: Laboratory |  |  | Osmometer (Laboratory) | 3 | No
MMLA-068 |  | OVEN: laboratory |  |  | Oven - laboratory | 3 | No
MMLA-069 |  | OVEN: microwave, safety, laboratory |  |  | Oven - microwave, medical | 3 | No
MMLA-070 |  | PUMP: vacuum, extractor, laboratory |  |  | Pump - vacuum extractor | 3 | No
MMLA-071 |  | PUMP: vacuum, laboratory |  |  | Pump - vacuum | 3 | No
MMLA-072 |  | RACK: canister storage (pneumatic tube) |  | RACK_canister_storage_(pneumatic_tube) MMLA-072_3D Shaded | Rack - canister storage (pneumatic tube) | 1 | Yes | [9 empty] | RACK_canister_storage_(pneumatic_tube) | MMLA-072
MMLA-073 |  | SHAKER: platelet, laboratory |  |  | Platelet shaker | 3 | No
MMLA-074 |  | STAINER: slide, laboratory |  |  | Slide stainer (Laboratory) | 3 | No
MMLA-075 |  | STAND: pipette |  |  | Stand - pipette | 3 | No
MMLA-076 |  | STILL: laboratory |  |  | Still | 3 | No
MMLA-077 |  | STILL: laboratory, reagent grade |  |  | Still - reagent grade | 3 | No
MMLA-078 |  | SYSTEM: automated microbial identification, laboratory |  |  | Vitek JR (Laboratory) | 3 | No
MMLA-079 |  | SYSTEM: chemistry, ortho-clinical diagnostics, laboratory |  |  | Vitros (Laboratory) | 3 | No
MMLA-080 |  | TABLE: post mortem |  |  | Table - post mortem | 1 | No | yes |  | yes | yes |  | yes | yes |  |  | TABLE_post_mortem | MMLA-080
MMLA-081 |  | TESTER: haemoglobin. Laboratory |  |  | Variant (Laboratory) | 3 | No
MMLA-082 |  | TRANSFUSER: blood, autologous (Cell Saver) |  |  | Cell saver | 3 | No
MMLA-083 |  | ULTRAMICROTOME: section cutter, ultra-thin |  |  | Ultramicrotome | 3 | No
MMLA-084 |  | WARMER: slide |  |  | Warmer - slide | 3 | No
MMLA-085 |  | WASHER: cell |  |  | Washer - cell | 3 | No
MMLA-086 |  | TABLE: evisceration, height adjustable |  | TABLE_Evisceration_HeightAdjustable MMLA-086 - Evisceration Table_3D Shaded | Table - post mortem | 1 | Yes | yes |  | yes | yes |  | yes | yes |  |  | TABLE_Evisceration_HeightAdjustable | MMLA-086 - Evisceration Table
MMLA-087 |  | TABLE: dissection, height adjustable |  | TABLE_Dissection_HeightAdjustable MMLA-087 - Dissection Table_3D Shaded | Table - post mortem | 1 | Yes | yes |  | yes | yes |  | yes | yes |  |  | TABLE_Dissection_HeightAdjustable | MMLA-087 - Dissection Table
MMMA-001 |  | BATH: baby, portable |  |  | Baby bath, portable | 3 | No
MMMA-002 |  | HEATER: infant, overhead, fixed |  |  | Heater - overhead | 1 | No
MMMA-003 |  | HEATER: infant, overhead, mobile |  |  | Heater - infant, overhead, mobile | 3 | No
MMMA-004 |  | HEATER: infrared, mobile |  |  | Heater - infrared, mobile | 3 | No
MMMA-005 |  | HEATER: phototherapy, mobile |  |  | Heater - phototherapy unit | 3 | No
MMMA-006 |  | INCUBATOR: infant, closed, humidicrib |  |  | Humidicrib - closed | 3 | No
MMMA-007 |  | INCUBATOR: infant, humidicrib |  | INCUBATOR_infant_humidicrib MMMA-007_3D Shaded | Humidicrib | 3 | Yes | yes | [8 empty] | INCUBATOR_infant_humidicrib | MMMA-007
MMMA-008 |  | INCUBATOR: infant, open, humidicrib |  |  | Humidicrib - open | 3 | No
MMMA-009 |  | INCUBATOR: infant, transport, humidicrib |  |  | Humidicrib - transport | 3 | No
MMMA-010 |  | LIGHT: phototherapy, mobile |  |  | Light - phototherapy, mobile | 3 | No
MMMA-011 |  | MIXER: oxygen and nitrous oxide |  | EQUIPMENT1 MMMA-011_3D Shaded | Oxygen / nitrous mixer | 3 | Yes | [9 empty] | EQUIPMENT1 | MMMA-011
MMMA-012 |  | SCALES: electronic, baby |  |  | Weighing scales - baby | 3 | No | [9 empty] | SCALES_electronic_baby | MMMA-012
MMMA-013 |  | STOOL: birthing |  | STOOL_birthing MMMA-013_3D Shaded | Stool - birthing | 3 | No | [9 empty] | STOOL_birthing | MMMA-013
MMMA-014 |  | STOOL: breastfeeding |  |  | Stool - breastfeeding | 3 | No
MMMA-015 |  | RESUSCITAIRE: infant, mobile |  |  | Infant resuscitaire | 3 | Yes | yes
MMMA-016 |  | RESUSCITAIRE: infant, wall mounted |  | RESUSITAIRE_infant_wall_mounted MMMA-016_3D Shaded |  | 1 | No | [9 empty] | RESUSITAIRE_infant_wall_mounted | MMMA-016
MMMA-017 |  | MANTLEPIECE: birthing, wall mounted |  | MANTLEPIECE_birthing MMMA-017_3D Shaded |  | 2 | No | [9 empty] | MANTLEPIECE_birthing | MMMA-017
MMMA-018 |  | MIXER: oxygen and air |  | MIXER_air MMMA-018_3D Shaded |  | 3 | Yes | [9 empty] | MIXER_air | MMMA-018
MMMA-019 |  | SUPPORT FIXTURE: birthing, ladder, wall mounted, wet area |  |  |  | 1 | Yes | [9 empty] | LADDER_birthing_PP | MMMA-019
MMMA-031 |  | DEVICE: patient, fetal, cardiotocography (CTG), on trolley |  |  |  | 3 | Yes | [9 empty] | MACHINE_CTG | MMMA-031
MMMA-041 |  | SUPPORT FIXTURE: birthing, ladder, wall mounted |  |  |  | 1 | Yes | [9 empty] | LADDER_birthing_PP | MMMA-041
MMMA-043 | MMMA-043 | SUPPORT FIXTURE: birthing, hook, ceiling mounted |  |  |  | 1 | Yes | [9 empty] | HOOK_birthing-ceiling_PP | MMMA-043
MMMI-010 |  | CABINET: computer, angiography single plane ceiling | hybrid/angio/cath lab |  |  | 1 | No
MMMI-011 |  | CABINET: control, angiography single plane ceiling | hybrid/angio/cath lab |  |  | 1 | No | Yes
MMMI-012 |  | COMPUTER: control, c/w display screen & keyboard, angiography single plane ceiling | hybrid/angio/cath lab |  |  | 1 | No
MMMI-013 |  | CONSOLE: control, examination control console, angiography single plane ceiling | For hybrid/angio/cath lab functions |  | IMG - console, control | 1 | No | yes | yes | [7 empty] | MONITOR3 | MMMI-013
MMMI-014 |  | CONSOLE: control, examination control console, on operating table, angiography single plane ceiling | hybrid/angio/cath lab |  |  | 1 | No | Yes | Yes
MMMI-015 |  | DISTRIBUTOR: control room, angiography single plane ceiling | hybrid/angio/cath lab |  |  | 1 | No
MMMI-016 |  | GENERATOR: radiology, angiography single plane ceiling |  |  | IMG: generator | 1 | No
MMMI-017 |  | INJECTOR: mobile, angiography single plane ceiling | hybrid/angio/cath lab |  |  | 1 | No
MMMI-018 |  | MODULE: control, angiography single plane ceiling | hybrid/angio/cath lab |  |  | 1 | No | Yes
MMMI-019 |  | PRINTER: angiography single plane ceiling |  |  |  | 1 | No | Yes
MMMI-020 |  | DISPLAY SCREEN: angiography single plane ceiling |  |  |  | 1 | No
MMMI-021 |  | DISPLAY SCREEN: DCS, angiography single plane ceiling | DCS = distributed control system |  |  | 1 | No
MMMI-022 |  | SHIELD: radiation, upper body, mobile, angiography single plane ceiling |  |  |  | 1 | No
MMMI-023 |  | STAND: ceiling, angiography single plane ceiling |  |  |  | 1 | No
MMMI-024 |  | TABLE: operating, fixed, narrow, angiography single plane ceiling | For hybrid/angio/cath lab functions |  | IMG - Catheterisation table | 1 | No | yes | [8 empty] | TABLE_operating | MMMI-024
MMMI-025 |  | UNIT: cooling, angiography single plane ceiling | hybrid/angio/cath lab |  |  | 1 | No
MMMI-026 |  | UPS: angiography single plane ceiling | hybrid/angio/cath lab; UPS = uninterruptible power supply |  |  | 1 | No | Yes
MMMI-027 |  | COMPUTER: c/w display screen and keyboard, angiography single plane ceiling | hybrid/angio/cath lab |  |  | 1 | No
MMMI-028 |  | SYSTEM: imaging, angiography single plane ceiling |  |  | IMG - Catheter Lab imaging unit | 1 | No | yes | yes | [7 empty] | SYSTEM_imaging_angiography_single_plane_ceiling | MMMI-028
MMMI-029 |  | CABINET: cable, angiography single plane ceiling | hybrid/angio/cath lab |  |  | 1 | No
MMMI-038 |  | PRINTER: angiography single plane floor |  |  |  | 1 | No | Yes
MMMI-039 |  | STAND: floor, angiography single plane floor |  |  |  | 1 | No
MMMI-040 |  | CABINET: cable, angiography single plane floor | hybrid/angio/cath lab |  |  | 1 | No
MMMI-041 |  | CABINET: computer, angiography single plane floor | hybrid/angio/cath lab |  |  | 1 | No
MMMI-042 |  | UNIT: cooling, angiography single plane floor | hybrid/angio/cath lab |  |  | 1 | No
MMMI-043 |  | GENERATOR: radiology, angiography single plane floor |  |  | IMG: generator | 1 | No
MMMI-044 |  | SHIELD: radiation, upper body, mobile, angiography single plane floor |  |  |  | 1 | No
MMMI-045 |  | TABLE: operating, fixed, narrow, angiography single plane floor | For hybrid/angio/catheter functions |  | IMG - Angiography table | 1 | No | yes
MMMI-046 |  | CABINET: control, angiography single plane floor | hybrid/angio/cath lab |  |  | 1 | No | Yes
MMMI-047 |  | COMPUTER: control, c/w display & keyboard, angiography single plane floor | hybrid/angio/cath lab |  |  | 1 | No
MMMI-048 |  | CONSOLE: examination control, on operating table, angiography single plane floor | hybrid/angio/cath lab |  |  | 1 | No | Yes | Yes
MMMI-049 |  | DISTRIBUTOR: control room, angiography single plane floor | hybrid/angio/cath lab |  |  | 1 | No
MMMI-050 |  | MODULE: control 1, angiography single plane floor | hybrid/angio/cath lab |  |  | 1 | No | Yes
MMMI-051 |  | MODULE: control 2, angiography single plane floor | hybrid/angio/cath lab |  |  | 1 | No | Yes
MMMI-052 |  | COMPUTER: c/w display screen and keyboard, angiography single plane floor | hybrid/angio/cath lab |  |  | 1 | No
MMMI-053 |  | CONSOLE: examination control, angiography single plane floor | For hybrid/angio/cath lab functions |  | IMG - console, control | 1 | No | yes | yes
MMMI-054 |  | DISPLAY SCREEN: angiography single plane floor |  |  |  | 1 | No
MMMI-055 |  | DISPLAY SCREEN: DCS, angiography single plane floor | DCS = distributed control system |  |  | 1 | No
MMMI-056 |  | INJECTOR: mobile, angiography single plane floor | hybrid/angio/cath lab |  |  | 1 | No
MMMI-057 |  | UPS: angiography single plane floor | hybrid/angio/cath lab; UPS = uninterruptible power supply |  |  | 1 | No | Yes
MMMI-058 |  | SYSTEM: imaging, angiography single plane floor |  |  |  | 1 | No | yes | yes
MMMI-067 |  | COMPUTER: applications, angiography dual plane |  |  |  | 1 | No
MMMI-068 |  | COMPUTER: mobile, computer on wheels (COW), angiography dual plane |  |  |  | 1 | No
MMMI-069 |  | CONTAINER: display, large (LDC), angiography dual plane |  |  |  | 1 | No
MMMI-070 |  | FOOTSWITCH: wireless, angiography dual plane |  |  |  | 1 | No
MMMI-071 |  | PRINTER: angiography dual plane |  |  |  | 1 | No | Yes
MMMI-072 |  | STAND: ceiling, angiography dual plane |  |  |  | 1 | No
MMMI-073 |  | STAND: ceiling, secondary, angiography dual plane |  |  |  | 1 | No
MMMI-074 |  | STAND: floor, angiography dual plane |  |  |  | 1 | No
MMMI-075 |  | SYSTEM: imaging, angiography dual plane |  |  |  | 1 | No | Yes
MMMI-076 |  | CABINET: cable, angiography dual plane | hybrid/angio/cath lab |  |  | 1 | No
MMMI-077 |  | CABINET: computer, angiography dual plane | hybrid/angio/cath lab |  |  | 1 | No
MMMI-078 |  | GENERATOR: radiology, angiography dual plane |  |  | IMG: generator | 1 | No
MMMI-079 |  | SHIELD: radiation, upper body, mobile, angiography dual plane |  |  |  | 1 | No
MMMI-080 |  | DISPLAY SCREEN: bypass, for angiography dual plane |  |  |  | 1 | No
MMMI-081 |  | DISPLAY SCREEN: DCS, angiography dual plane | DCS = distributed control system |  |  | 1 | No
MMMI-082 |  | CABINET: control 1, angiography dual plane | hybrid/angio/cath lab |  |  | 1 | No | Yes
MMMI-083 |  | CABINET: control 2, for OR table, angiography dual plane | hybrid/angio/cath lab |  |  | 1 | No | Yes
MMMI-084 |  | CABINET: control 3, angiography dual plane | hybrid/angio/cath lab |  |  | 1 | No | Yes
MMMI-085 |  | COMPUTER: control, c/w display & keyboard, angiography dual plane | hybrid/angio/cath lab |  |  | 1 | No
MMMI-086 |  | CONSOLE: examination control, on operating table, angiography dual plane | hybrid/angio/cath lab |  |  | 1 | No | Yes | Yes
MMMI-087 |  | DISTRIBUTOR: control room, angiography dual plane | hybrid/angio/cath lab |  |  | 1 | No
MMMI-088 |  | INJECTOR: mobile, angiography dual plane | hybrid/angio/cath lab |  |  | 1 | No
MMMI-089 |  | TABLE: operating, fixed, narrow table plate, angiography dual plane | hybrid/angio/cath lab |  |  | 1 | No
MMMI-090 |  | UPS: angiography dual plane | hybrid/angio/cath lab; UPS = uninterruptible power supply |  |  | 1 | No | Yes
MMMI-091 |  | UPS: 15kVA, angiography dual plane | hybrid/angio/cath lab; UPS = uninterruptible power supply |  |  | 1 | No | Yes
MMMI-092 |  | COMPUTER: c/w display screen and keyboard, angiography dual plane | hybrid/angio/cath lab |  |  | 1 | No
MMMI-093 |  | BOARD: distribution, mains, CT |  |  |  | 1 | No
MMMI-094 |  | BOX: line connection, CT |  |  |  | 1 | No
MMMI-095 |  | COMPUTER: tower, ICS, CT | ICS = image construction system | COMPUTER_high_performance_underbench MMMI-095_3D Shaded |  | 1 | Yes | [9 empty] | COMPUTER_high_performance_underbench | MMMI-095
MMMI-096 |  | COMPUTER: tower, IRS, CT | IRS =image reconstruction system |  |  | 1 | No
MMMI-097 |  | CONTROL UNIT: c/w display, control box and keyboard, CT |  | MONITOR3 MMMI-097_3D Shaded | IMG - console, control | 1 | Yes | [9 empty] | MONITOR3 | MMMI-097
MMMI-098 |  | DESK: for equipment, CT |  |  |  | 1 | No
MMMI-099 |  | DEVICE: imaging, CT |  | DEVICE_imaging_CT MMMI-099_3D Shaded |  | 1 | Yes | Yes | [8 empty] | DEVICE_imaging_CT | MMMI-099
MMMI-100 |  | INJECTOR: contrast, CT |  | EQUIPMENT_radiology_injection_mobile MMMI-100_3D Shaded |  | 2 | Yes | [9 empty] | EQUIPMENT_radiology_injection_mobile | MMMI-100
MMMI-101 |  | SYSTEM: air-conditioning, CT |  |  |  | 1 | No
MMMI-102 |  | SYSTEM: CCTV, CT | Closed-circuit Television |  |  | 1 | No
MMMI-103 |  | SYSTEM: imaging, CT |  |  | IMG - CT Scanning unit | 1 | No | yes | yes | [7 empty] | SYSTEM_radiology_CT | MMMI-103
MMMI-104 |  | TABLE: computer towers, CT |  |  |  | 1 | No
MMMI-105 |  | TABLE: patient, fixed, CT |  |  |  | 1 | Yes | [9 empty] | TABLE_patient_fixed_CT | MMMI-105
MMMI-106 |  | COMPUTER: tower, reporting, CT |  |  |  | 1 | No
MMMI-107 |  | INJECTOR: contrast, CT, ceiling mounted |  | INJECTOR_Ceiling_Mounted MMMI-107_3D Shaded |  | 2 | Yes | [9 empty] | INJECTOR_Ceiling_Mounted | MMMI-107
MMMI-108 |  | INJECTOR: contrast, table mounted |  | INJECTOR_surface_mounted MMMI-108_3D Shaded |  | 1 | Yes | [9 empty] | INJECTOR_surface_mounted | MMMI-108
MMMI-109 |  | DEVICE: imaging, CT, wide bore |  | DEVICE_Imaging_CT_WideBore MMMI-109 - Wide Bore Imaging CT_3D Shaded |  | 1 | Yes | [9 empty] | DEVICE_Imaging_CT_WideBore | MMMI-109 - Wide Bore Imaging CT
MMMI-113 |  | CABINET: cable, fluoroscopy/screening |  |  |  | 1 | No
MMMI-114 |  | CABINET: control, fluoroscopy/screening |  |  |  | 1 | No | Yes
MMMI-115 |  | COMPUTER: CPU, fluoroscopy |  | COMPUTER_high_performance_underbench MMMI-115_3D Shaded |  | 1 | Yes | [9 empty] | COMPUTER_high_performance_underbench | MMMI-115
MMMI-116 |  | CONSOLE: examination control, fluoroscopy/screening |  |  |  | 1 | No | Yes | Yes
MMMI-117 |  | CONSOLE: control, fluoroscopy/screening |  | MONITOR3 MMMI-117_3D Shaded | IMG - console, control (integrated stand) | 1 | Yes | yes | yes | [7 empty] | MONITOR3 | MMMI-117
MMMI-118 |  | DISPLAY SCREEN: DCS, fluoroscopy/screening | DCS = distributed control system |  |  | 1 | No
MMMI-119 |  | DISTRIBUTOR: control room, fluoroscopy/screening |  |  |  | 1 | No
MMMI-120 |  | GENERATOR: radiology, fluoroscopy/screening |  |  | IMG: generator | 1 | Yes | yes | [8 empty] | GENERATOR_radiology | MMMI-120
MMMI-121 |  | INJECTOR: mobile, fluoroscopy/screening |  | EQUIPMENT_radiology_injection_mobile MMMI-121_3D Shaded |  | 1 | Yes | yes | [8 empty] | EQUIPMENT_radiology_injection_mobile | MMMI-121
MMMI-122 |  | DISPLAY SCREEN: for fluoroscopy/screening |  | SCREEN_radiology_fluoroscopy MMMI-122_3D Shaded |  | 1 | Yes | [9 empty] | SCREEN_radiology_fluoroscopy | MMMI-122
MMMI-123 |  | SHIELD: radiation, upper body, mobile, fluoroscopy/screening |  | SHIELD_radiation_ceiling MMMI-123_3D Shaded |  | 1 | Yes | [9 empty] | SHIELD_radiation_ceiling | MMMI-123
MMMI-124 |  | STAND: floor, with patient table, fluoroscopy/screening |  | SYSTEM_radiology_fluoroscopy_combined MMMI-124_3D Shaded | IMG - X-ray table, floating top | 1 | Yes | yes | [8 empty] | SYSTEM_radiology_fluoroscopy_combined | MMMI-124
MMMI-125 |  | SYSTEM: imaging, fluoroscopy/screening imaging unit |  |  | IMG - Screening (Fluoroscopy) imaging unit | 1 | No | yes | yes | [7 empty] | DEVICE_radiology | MMMI-125
MMMI-126 |  | UNIT: cooling, fluoroscopy/screening |  |  |  | 1 | No | Yes
MMMI-127 |  | UPS: for image system, fluoroscopy/screening | UPS = uninterruptible power supply |  |  | 1 | No | Yes
MMMI-128 |  | CONTROL UNIT: fluoroscopy, mobile |  | SYSTEM_radiology_mammography_control MMMI-128_3D Shaded |  | 1 | Yes | [9 empty] | SYSTEM_radiology_mammography_control | MMMI-128
MMMI-136 |  | COMPUTER: tower, acquisition, gamma camera |  |  |  | 1 | No
MMMI-137 |  | COMPUTER: tower, reporting, gamma camera |  |  |  | 1 | No
MMMI-138 |  | DEVICE: imaging, gamma camera |  |  |  | 1 | No | Yes
MMMI-139 |  | PRINTER: laser, gamma camera |  |  |  | 1 | No | Yes
MMMI-140 |  | SYSTEM: nuclear medicine, gamma camera imaging unit |  |  | IMG - Gamma camera imaging unit | 1 | No | yes | yes
MMMI-141 |  | SYSTEM: observation, gamma camera |  |  |  | 1 | No | Yes
MMMI-142 |  | TABLE: patient handling system, pivot, gamma camera |  |  |  | 1 | No
MMMI-143 |  | CART: collimator, gamma camera |  |  | Cart - collimator | 1 | No
MMMI-144 |  | BOARD: distribution, mains, gamma camera |  |  |  | 1 | No
MMMI-145 |  | DESK: for equipment, gamma camera |  |  |  | 1 | No | Yes | Yes
MMMI-146 |  | SYSTEM: air-conditioning, gamma camera |  |  |  | 1 | No | Yes
MMMI-156 |  | SYSTEM: imaging, mammography |  |  | IMG - Mammography imaging unit | 1 | No | yes | yes | [7 empty] | SYSTEM_radiology_mammography | MMMI-156
MMMI-157 |  | SYSTEM: air-conditioning, mammography |  |  |  | 1 | No | Yes
MMMI-158 |  | LIGHT: mood, mammography |  |  |  | 1 | No | yes
MMMI-159 |  | DEVICE: imaging, mammography |  | SYSTEM_radiology_mammography_integrated MMMI-159_3D Shaded |  | 1 | Yes | Yes | [8 empty] | SYSTEM_radiology_mammography_integrated | MMMI-159
MMMI-161 |  | BOARD: distribution, mains, mammography |  |  |  | 1 | No
MMMI-162 |  | CONSOLE: control, mammography |  | SYSTEM_radiology_mammography_control MMMI-162_3D Shaded |  | 1 | Yes | [9 empty] | SYSTEM_radiology_mammography_control | MMMI-162
MMMI-170 |  | BOARD: distribution, mains, MRI |  |  |  | 1 | No
MMMI-171 |  | BOX: alarm, MRI |  | ALARM_PANEL MMMI-171_3D Shaded |  | 1 | Yes | [9 empty] | ALARM_PANEL | MMMI-171
MMMI-172 |  | BUTTON: stop, MRI magnet |  |  |  | 1 | No
MMMI-173 |  | CABINET: electronics 1, MRI | gradient amplifier |  |  | 1 | No | Yes
MMMI-174 |  | CABINET: electronics 2, MRI |  |  |  | 1 | No | Yes
MMMI-175 |  | CABIN: radio frequency, faraday cage, MRI |  | SYMBOL_cabin_faraday_cage MMMI-175_3D Shaded |  | 1 | Yes | [9 empty] | SYMBOL_cabin_faraday_cage | MMMI-175
MMMI-176 |  | CART: coil storage, for matrix coil, MRI |  |  |  | 1 | No
MMMI-177 |  | CART: coil storage, MRI |  |  |  | 1 | No
MMMI-178 |  | CIRCUIT: chilled water c/w filters, MRI |  |  |  | 1 | No
MMMI-179 |  | DESK: for equipment, MRI |  |  |  | 1 | No
MMMI-180 |  | DEVICE: imaging, magnet, MRI |  | DEVICE_imaging_magnet_MRI MMMI-180_3D Shaded |  | 1 | Yes | Yes | [8 empty] | DEVICE_imaging_magnet_MRI | MMMI-180
MMMI-181 |  | DOOR: radio frequency, MRI |  |  |  | 1 | Yes | [9 empty] | DOOR_single_solid_core | MMMI-181
MMMI-182 |  | HOSES: chilled water connection, MRI |  |  |  | 1 | No
MMMI-183 |  | INJECTOR: contrast, MRI |  | EQUIPMENT_radiology_injection_mobile MMMI-183_3D Shaded |  | 1 | Yes | [9 empty] | EQUIPMENT_radiology_injection_mobile | MMMI-183
MMMI-184 |  | INTERCOM: MRI |  |  |  | 1 | No | yes | [8 empty] | INTERCOM_audio_wall_mount | MMMI-184
MMMI-185 |  | PIPE: quench, MRI |  | PIPE_quench_MRI MMMI-185_3D Shaded |  | 1 | Yes | [9 empty] | PIPE_quench_MRI | MMMI-185
MMMI-186 |  | SIGNAGE: quench pipe danger, MRI |  |  |  | 1 | No
MMMI-187 |  | SYSTEM: air-conditioning, MRI |  |  |  | 1 | No
MMMI-188 |  | CAMERA: observation, MRI |  | CAMERA_observation_wallmount MMMI-188_3D Shaded |  | 1 | Yes | [9 empty] | CAMERA_observation_wallmount | MMMI-188
MMMI-189 |  | SYSTEM: imaging, MRI |  |  | IMG - MRI imaging unit | 1 | No
MMMI-190 |  | SYSTEM: sound, MRI |  |  |  | 1 | Yes | Yes
MMMI-191 |  | TABLE: patient, MRI |  |  |  | 1 | Yes | [9 empty] | TABLE_patient_fixed_MRI | MMMI-191
MMMI-192 |  | TABLE: patient, mobile, MRI |  |  |  | 1 | No
MMMI-193 |  | COMPUTER: tower, acquisition, MRI |  | COMPUTER_high_performance_underbench MMMI-193_3D Shaded |  | 1 | Yes | [9 empty] | COMPUTER_high_performance_underbench | MMMI-193
MMMI-194 |  | COMPUTER: tower, reporting, MRI |  |  |  | 1 | No
MMMI-195 |  | WINDOW: radiofrequency, MRI |  |  |  | 1 | Yes | [9 empty] | OBSERVATION_internal_window_single_pane | MMMI-195
MMMI-197 |  | BUTTON: quench, MRI |  | BUTTON MMMI-197_3D Shaded |  | 1 | Yes | [9 empty] | BUTTON | MMMI-197
MMMI-198 |  | MACHINE: anaesthetic, MRI Safe |  | MACHINE_anaesthetic MMMI-198_3D Shaded |  | 3 | Yes | [9 empty] | MACHINE_anaesthetic | MMMI-198
MMMI-199 |  | PANEL: waveguide, MRI |  | PANEL_waveguide_MRI MMMI-199_3D Shaded |  | 1 | Yes | [9 empty] | PANEL_waveguide_MRI | MMMI-199
MMMI-200 |  | TROLLEY: patient, transport, MRI Safe |  | BED_patient_transport MMMI-200_3D Shaded |  | 3 | Yes | [9 empty] | BED_patient_transport | MMMI-200
MMMI-201 |  | PANEL: penetration, MRI |  | PANEL_penetration MMMI-201_3D Shaded |  | 1 | Yes | [9 empty] | PANEL_penetration | MMMI-201
MMMI-202 |  | CONSOLE: control, MRI |  | COMPUTER_console_gen_xray_desktop MMMI-202_3D Shaded |  | 3 | Yes | [9 empty] | COMPUTER_console_gen_xray_desktop | MMMI-202
MMMI-203 |  | ASSEMBLY: filter, PET/CT |  |  |  | 1 | No
MMMI-204 |  | CABINET: PDC, including UPS, PET/CT | UPS = uninterruptible power supply |  |  | 1 | No | [9 empty] | CABINET_pdu_ups_pet_ct | MMMI-204
MMMI-205 |  | CAMERA: patient observation, PET/CT |  | CAMERA_observation_wallmount MMMI-205_3D Shaded |  | 1 | No | [9 empty] | CAMERA_observation_wallmount | MMMI-205
MMMI-206 |  | CONTROL UNIT: c/w display, control box and keyboard, PET/CT |  |  |  | 1 | No
MMMI-207 |  | DEVICE: imaging, PET/CT |  | DEVICE_Imaging_PET-CT_PP MMMI-207_3D Shaded |  | 2 | Yes | Yes | [8 empty] | DEVICE_Imaging_PET-CT_PP | MMMI-207
MMMI-208 |  | DISPLAY: patient observation, PET/CT |  |  |  | 1 | No
MMMI-209 |  | PHANTOM: PET/CT |  | PHANTOM_PET_CT MMMI-209_3D Shaded |  | 2 | Yes | Yes | [8 empty] | PHANTOM_PET_CT | MMMI-209
MMMI-210 |  | PRINTER: laser, PET/CT |  |  |  | 1 | No | Yes
MMMI-211 |  | PRINTER: PET/CT |  |  |  | 1 | No | Yes
MMMI-212 |  | SAFE: phantoms, PET/CT |  |  |  | 1 | No | [9 empty] | SAFE_phantoms | MMMI-212
MMMI-213 |  | SYSTEM: imaging, PET/CT |  |  | IMG - camera - PET | 1 | No
MMMI-214 |  | BOARD: distribution, mains, PET/CT |  |  |  | 1 | No
MMMI-215 |  | COMPUTER: tower, ICS, PET/CT | ICS = image construction system |  |  | 1 | No
MMMI-216 |  | COMPUTER: tower, IRS, PET/CT | IRS = image reconstruction system |  |  | 1 | No
MMMI-217 |  | TABLE: patient, fixed, PET/CT |  |  |  | 2 | Yes | [9 empty] | TABLE_Patient_Fixed_PET-CT_PP | MMMI-217
MMMI-218 |  | LASER: positioning lights, PET/CT |  |  |  | 2 | Yes | [9 empty] | LASER_positioning_light_PET/CT | MMMI-218
MMMI-219 | MMMI-219 | PASS THROUGH: injection port |  |  |  | 1 | Yes | [9 empty] | PASSTHROUGH_InjectionPort | MMMI-219 - Injection Porthole
MMMI-226 |  | BOX: alarm, PET/MRI |  |  |  | 1 | No
MMMI-227 |  | BUTTON: stop, PET/MRI magnet |  |  |  | 1 | No | [9 empty] | BUTTON | MMMI-227
MMMI-228 |  | CIRCUIT: chilled water c/w filters, PET/MRI |  |  |  | 1 | No
MMMI-229 |  | COMPUTER: tower, acquisition, PET/MRI |  |  |  | 1 | No
MMMI-230 |  | COMPUTER: tower, reporting, PET/MRI |  |  |  | 1 | No
MMMI-231 |  | CONTAINER: lead, PET/MRI |  |  |  | 1 | No
MMMI-232 |  | DEVICE: imaging, magnet, PET/MRI |  |  |  | 1 | No | Yes
MMMI-233 |  | HOSES: chilled water connection, PET/MRI |  |  |  | 1 | No
MMMI-234 |  | INJECTOR: contrast, PET/MRI |  |  |  | 1 | No | yes | [8 empty] | EQUIPMENT_Radiology_Injection_mobile | MMMI-234
MMMI-235 |  | INTERCOM: PET/MRI |  |  |  | 1 | No | yes
MMMI-236 |  | PIPE: quench, PET/MRI |  |  |  | 1 | No
MMMI-237 |  | PLATE: filter, radio frequency, PET/MRI |  |  |  | 1 | No
MMMI-238 |  | SAFE: phantoms, PET/MRI |  |  |  | 1 | No
MMMI-239 |  | SIGNAGE: quench pipe danger, PET/MRI |  |  |  | 1 | No
MMMI-240 |  | SYSTEM: observation, PET/MRI |  |  |  | 1 | No | Yes
MMMI-241 |  | SYSTEM: imaging, PET/MRI |  |  | IMG - PET camera | 1 | No
MMMI-242 |  | SYSTEM: sound, PET/MRI |  |  |  | 1 | No | Yes
MMMI-243 |  | WINDOW: radio frequency, PET/MRI |  |  |  | 1 | No
MMMI-244 |  | CABIN: radio frequency, faraday cage, PET/MRI |  |  |  | 1 | No
MMMI-245 |  | DOOR: radio frequency, PET/MRI |  |  |  | 1 | No
MMMI-246 |  | CABINET: electronics, GPA / ACC, PET/MRI |  |  |  | 1 | No | Yes
MMMI-247 |  | CABINET: electronics, RFPA S41, PET/MRI |  |  |  | 1 | No | Yes
MMMI-248 |  | CABINET: electronics, SEP, PET/MRI |  |  |  | 1 | No | Yes
MMMI-249 |  | CART: coil storage, for matrix coil, PET/MRI |  |  |  | 1 | No
MMMI-250 |  | CART: coil storage, PET/MRI |  |  |  | 1 | No
MMMI-251 |  | BOARD: distribution, mains, PET/MRI |  |  |  | 1 | No
MMMI-252 |  | DESK: for equipment, PET/MRI |  |  |  | 1 | No | Yes | Yes
MMMI-253 |  | SYSTEM: air-conditioning, PET/MRI |  |  |  | 1 | No | Yes
MMMI-254 |  | TABLE: patient, fixed, PET/MRI |  |  |  | 1 | No
MMMI-262 |  | DEVICE: nuclear medicine, SPECT/CT |  | DEVICE_imaging_nuc_med_SPECT MMMI-262_3D Shaded | IMG - SPECT Scanning Unit | 2 | Yes | [9 empty] | DEVICE_imaging_nuc_med_SPECT | MMMI-262
MMMI-263 |  | BOX: line connection, SPECT/CT |  | BOX_line_connection_PET_CT_SPECT MMMI-263_3D Shaded |  | 1 | Yes | [9 empty] | BOX_line_connection_PET_CT_SPECT | MMMI-263
MMMI-264 |  | CART: collimator, SPECT/CT |  | CART_collimator_SPECT_CT MMMI-264_3D Shaded | Cart - collimator | 2 | Yes | [9 empty] | CART_collimator_SPECT_CT | MMMI-264
MMMI-265 |  | BOARD: distribution, mains, SPECT/CT |  | BOARD_distribution_mains_SPECT_CT MMMI-265_3D Shaded |  | 1 | Yes | [9 empty] | BOARD_distribution_mains_SPECT_CT | MMMI-265
MMMI-266 |  | DESK: for equipment, SPECT/CT |  |  |  | 1 | No
MMMI-267 |  | TABLE: patient handling system, pivot, SPECT/CT |  |  |  | 1 | No | [9 empty] | TABLE_patient_handling_pivot_SPECT | MMMI-267
MMMI-268 |  | SYSTEM: observation, SPECT/CT |  |  |  | 1 | No
MMMI-269 |  | COMPUTER: tower, acquisition, SPECT/CT |  | COMPUTER_high_performance_underbench MMMI-269_3D Shaded |  | 1 | Yes | [9 empty] | COMPUTER_high_performance_underbench | MMMI-269
MMMI-270 |  | COMPUTER: tower, reporting, SPECT/CT |  |  |  | 1 | No
MMMI-271 |  | SYSTEM: air-conditioning, SPECT/CT |  |  |  | 1 | No
MMMI-272 |  | BOARD: disconnect, mains, SPECT/CT |  | BOARD_disconnect_control MMMI-272_3D Shaded |  | 1 | Yes | [9 empty] | BOARD_disconnect_control | MMMI-272
MMMI-273 |  | PHANTOM: SPECT/CT |  | PHANTOM_PET_CT MMMI-273_3D Shaded |  | 2 | Yes | [9 empty] | PHANTOM_PET_CT | MMMI-273
MMMI-274 |  | CONSOLE: control, SPECT/CT |  | MONITOR3 MMMI-274_3D Shaded |  | 1 | Yes | [9 empty] | MONITOR3 | MMMI-274
MMMI-282 |  | ACCESS POINT: general X-Ray |  |  |  | 1 | No
MMMI-283 |  | BUCKY: wall, general X-Ray | Vertical film radiographic stand; chest stand | BUCKY_wall_general_X-Ray_digital MMMI-283_3D Shaded | IMG - bucky, chest | 1 | Yes | yes | [8 empty] | BUCKY_wall_general_X-Ray_digital | MMMI-283
MMMI-284 |  | CHARGER: detector battery, general X-Ray |  |  |  | 1 | No
MMMI-285 |  | CONSOLE: control, general X-Ray |  | COMPUTER_console_gen_xray_desktop MMMI-285_3D Shaded | IMG - console, control (integrated stand) | 1 | Yes | yes | yes | [7 empty] | COMPUTER_console_gen_xray_desktop | MMMI-285
MMMI-286 |  | DESK: for equipment, standing height, general X-Ray |  |  |  | 1 | No
MMMI-287 |  | GENERATOR: cabinet, general X-Ray |  | GENERATOR_radiology MMMI-287_3D Shaded | IMG: generator | 1 | Yes | yes | [8 empty] | GENERATOR_radiology | MMMI-287
MMMI-288 |  | REMOTE-CONTROL: Wireless, general X-Ray |  |  |  | 1 | No
MMMI-289 |  | STAND: ceiling, with traverse bridge, general X-Ray |  | DEVICE_radiology MMMI-289_3D Shaded |  | 1 | Yes | [9 empty] | DEVICE_radiology | MMMI-289
MMMI-290 |  | STORAGE: cable, general X-Ray |  |  |  | 1 | No
MMMI-292 |  | SYSTEM: imaging, X-Ray unit, general purpose |  |  | IMG - X-ray unit, general purpose | 1 | No | yes | [8 empty] | DEVICE_radiology | MMMI-292
MMMI-293 |  | TABLE: floating top, general X-Ray |  | TABLE_floating_top_general_X-Ray MMMI-293_3D Shaded | IMG - X-ray table, floating top | 1 | Yes | yes | [8 empty] | TABLE_floating_top_general_X-Ray | MMMI-293
MMMI-294 |  | TABLE: static, general X-Ray |  |  |  | 1 | No
MMMI-295 |  | SCREEN: imaging stitching barrier |  | SCREEN_image_stitching MMMI-295_3D Shaded |  | 1 | Yes | [9 empty] | SCREEN_image_stitching | MMMI-295
MMMI-310 |  | CABINET: master control |  |  | Cabinet: master control | 1 | No
MMMI-311 |  | CAMERA: microfilm |  |  | Camera - microfilm | 3 | No
MMMI-313 |  | CART: collimator |  |  | Cart - collimator | 3 | No
MMMI-314 |  | COUNTER |  |  | Counter | 3 | No
MMMI-315 |  | COUNTER: beta |  |  | Counter - beta | 3 | No
MMMI-316 |  | COUNTER: digital |  |  | Counter - digital | 3 | No
MMMI-317 |  | COUNTER: gamma |  |  | Counter - gamma | 3 | No
MMMI-318 |  | COUNTER: large volume well |  |  | Counter - large volume well | 3 | No
MMMI-319 |  | CUPBOARD: hot, mobile |  |  | Hot cupboard - mobile | 3 | No
MMMI-320 |  | CYCLOTRON: control module |  |  | Cyclotron control module | 1 | No
MMMI-321 |  | CYCLOTRON: particle accelerator |  |  | Cyclotron accellerator | 1 | No
MMMI-322 |  | DETECTOR: gas, hydrogen |  |  | Hydrogen detector | 3 | No
MMMI-323 |  | DEVICE: imaging, bone densitometer unit | DEXA |  | IMG - Bone densitometer unit | 3 | No
MMMI-324 |  | DEVICE: imaging, dental imaging unit (OPG/CEPH/CONE BEAM CT) |  | DEVICE_OPG_dental_imaging_unit MMMI-324_3D Shaded | IMG - OPG imaging unit | 1 | Yes | [9 empty] | DEVICE_OPG_dental_imaging_unit | MMMI-324
MMMI-325 |  | DEVICE: imaging, echocardiography machine |  | DEVICE_imaging_echocardiography MMMI-325_3D Shaded | IMG - Echocardiography machine | 3 | Yes | yes | [8 empty] | DEVICE_imaging_echocardiography | MMMI-325
MMMI-326 |  | LEAD GOWN |  |  | IMG - lead gown | 3 | No
MMMI-327 |  | PRINTER: PACS images |  |  | IMG - PACS image printer | 3 | No
MMMI-328 |  | DEVICE: imaging, PACS scanning equipment |  |  | IMG - PACS scanning equipment | 3 | No
MMMI-329 |  | DEVICE: imaging, ultrasound scanning unit |  | DEVICE_imaging_ultrasound_scanning MMMI-329_3D Shaded | IMG - Ultrasound scanning unit | 3 | Yes | yes | [8 empty] | DEVICE_imaging_ultrasound_scanning | MMMI-329
MMMI-330 |  | DEVICE: imaging, X-Ray machine, mobile |  |  | IMG - X-ray machine, mobile | 3 | No | yes | [8 empty] | DEVICE_radiology_X-Ray_machine_mobile | MMMI-330
MMMI-331 |  | DEVICE: imaging, silver recovery unit |  |  | IMG - silver recovery unit | 3 | No | [6 empty] | yes |  |  | DEVICE_silver_recovery_unit | MMMI-331
MMMI-332 |  | GENERATOR: imaging |  |  | IMG: generator | 1 | No
MMMI-334 |  | INJECTOR: power contrast |  |  | Injector: power contrast | 3 | No
MMMI-335 |  | INJECTOR: pressure |  |  | Injector - pressure | 3 | No
MMMI-336 |  | INJECTOR: remote control |  |  | Injector - remote control | 3 | No
MMMI-337 |  | LEAD APRON |  |  | Lead apron | 3 | No
MMMI-338 |  | LEAD SCREEN: movable |  |  | Lead screen - movable | 3 | No
MMMI-339 |  | METER: radiation survey |  |  | Radiation Survey Meter | 3 | No
MMMI-340 |  | DISPLAY SCREEN: slave, for ultrasound |  | DISPLAY_SCREEN2 MMMI-340_3D Shaded | Television - ultrasound image display | 3 | Yes | yes | yes | [7 empty] | DISPLAY_SCREEN2 | MMMI-340
MMMI-341 |  | PHANTOM: water |  |  | Water Phantom | 3 | No
MMMI-342 |  | PRINTER: X-Ray |  |  | Printer - X-Ray | 3 | No
MMMI-343 |  | PROCESSOR: imaging, dark room |  |  | IMG - processor, darkroom | 3 | No | yes |  | yes |  |  |  | yes
MMMI-344 |  | PROCESSOR: imaging, daylight |  |  | IMG - processor, daylight | 3 | No | yes |  | yes |  |  | yes | yes |  |  | DEVICE | MMMI-344
MMMI-345 |  | READER: computerised radiography |  |  | Reader - computerised radiography | 1 | No
MMMI-346 |  | READER: microfiche |  |  | Reader: mcrofiche | 3 | No
MMMI-347 |  | READER: microfilm |  |  | Reader: microfilm | 3 | No
MMMI-348 |  | READER: printer, film |  |  | Reader/ printer: film | 3 | No
MMMI-349 |  | SAFE: radioactive material |  |  | Safe - radioactive material | 3 | No
MMMI-350 |  | SCREEN: radiation, lead glass |  | CONTROL_BOOTH_small_xray MMMI-350_3D Shaded | X-ray screen - lead glass | 1 | Yes | [9 empty] | CONTROL_BOOTH_small_xray | MMMI-350
MMMI-351 |  | SHIELD: radiation, upper body, mobile |  |  |  | 3 | No
MMMI-353 |  | DEVICE: imaging, ultrasound, bladder scanner |  |  | Scanner - bladder | 3 | No
MMMI-354 |  | FLUOROSCOPY IMAGING UNIT: mobile, C-Arm |  |  | Image intensifier | 3 | No | [9 empty] | SYSTEM_radiology_fluroscopy_C_arm | MMMI-354
MMMI-355 |  | FLUOROSCOPY IMAGING UNIT: mobile, Image Intensifier |  | IMAGEINTENSIFIER_Mobile MMMI-355_3D Shaded | Image intensifier | 3 | No | [9 empty] | IMAGEINTENSIFIER_Mobile | MMMI-355
MMMI-356 |  | DISPLAY SCREEN: dual screen, angiography |  |  | Monitor (dual screen) | 3 | No | yes | opt | [7 empty] | MONITOR3 | MMMI-356
MMMI-368 |  | LASER: positioning lights, MRI |  |  |  | 2 | Yes | [9 empty] | LASER_positioning_light_PET/CT | MMMI-368
MMMI-369 |  | DISPLAY SCREEN: contrast injector |  | DISPLAY_screen_injector MMMI-369_3D Shaded |  | 2 | Yes | [9 empty] | DISPLAY_screen_injector | MMMI-369
MMMI-371 |  | BUTTON: dental imaging unit, remote activation |  | BUTTON MMMI-371_3D Shaded |  | 1 | Yes | [9 empty] | BUTTON | MMMI-371
MMMI-376 |  | WARMER: gel |  | WARMER_gel MMMI-376_3D Shaded |  | 3 | Yes | [9 empty] | WARMER_gel | MMMI-376
MMMI-377 |  | WARMER: contrast |  | WARMER_contrast MMMI-377_3D Shaded |  | 3 | Yes | [9 empty] | WARMER_contrast | MMMI-377
MMMI-385 |  | SYSTEM: imaging, cath lab, dual plane, ceiling |  | STAND_floor_angiography_dual_plane MMMI-385_3D Shaded |  | 1 | Yes | [9 empty] | STAND_floor_angiography_dual_plane | MMMI-385
MMMI-386 |  | CONTROL UNIT: c/w display, control box and keyboard, Cath Lab |  | MONITOR3 MMMI-386_3D Shaded |  | 1 | Yes | [9 empty] | MONITOR3 | MMMI-386
MMMI-387 |  | SYSTEM: imaging, cath lab, single plane, ceiling |  | SYSTEM_imaging_cathlab_single_plane_ceiling MMMI-387_3D Shaded | IMG - Catheter Lab imaging unit | 1 | Yes | yes | yes | [7 empty] | SYSTEM_imaging_cathlab_single_plane_ceiling | MMMI-387
MMMI-388 |  | TABLE: operating, fixed, narrow, cath lab, single plane | hybrid/angio/cath lab | TABLE_operating MMMI-388_3D Shaded |  | 1 | Yes | [9 empty] | TABLE_operating | MMMI-388
MMMI-389 |  | TABLE: operating, fixed, narrow table plate, cath lab, dual plane | hybrid/angio/cath lab | TABLE_operating MMMI-389_3D Shaded |  | 1 | Yes | [9 empty] | TABLE_operating | MMMI-389
MMMI-390 |  | SHIELD: radiation, upper body, mobile, cath lab |  | SHIELD_radiation_ceiling MMMI-390_3D Shaded |  | 1 | Yes | [9 empty] | SHIELD_radiation_ceiling | MMMI-390
MMMI-392 |  | DISPLAY SCREEN: DCS, cath lab |  | MONITOR3 MMMI-392_3D Shaded | Monitor (dual screen) | 3 | Yes | yes | opt | [7 empty] | MONITOR3 | MMMI-392
MMMI-396 |  | DISPLAY SCREEN: cath lab, multi modality |  | DISPLAY_screen_suspended_ceiling MMMI-396_3D Shaded |  | 1 | Yes | [9 empty] | DISPLAY_screen_suspended_ceiling | MMMI-396
MMMI-397 |  | COMPUTER: control, c/w dual display & keyboard, 3D mapping | hybrid/angio/cath lab | MONITOR3 MMMI-397_3D Shaded |  | 1 | Yes | [9 empty] | MONITOR3 | MMMI-397
MMMI-398 |  | SYSTEM: electrophysiology, cath lab |  | SYSTEM_electrophysiology MMMI-398_3D Shaded | IMG - Catheter Lab imaging unit | 1 | Yes | yes | yes | [7 empty] | SYSTEM_electrophysiology | MMMI-398
MMMI-399 |  | SYSTEM: electrophysiology recording, c/w display screens |  | MONITOR3 MMMI-399_3D Shaded | IMG - Catheter Lab imaging unit | 1 | Yes | yes | yes | [7 empty] | MONITOR3 | MMMI-399
MMMI-400 |  | STAND: ceiling, with traverse bridge, cath lab |  | STAND_ceiling_traverse_bridge MMMI-400_3D Shaded |  | 1 | Yes | [9 empty] | STAND_ceiling_traverse_bridge | MMMI-400
MMOP-001 |  | BOX: consignment, ortho |  |  | Consignment boxes - ortho | 3 | No
MMOP-002 |  | BOX: instrument |  |  | Instrument box | 3 | No
MMOP-003 |  | CABINET: instrument |  |  | Cabinet - instrument | 3 | No | [9 empty] | CABINET_instrument | MMOP-003
MMOP-004 |  | CAMERA: endoscopic |  |  |  | 3 | No
MMOP-005 |  | CAMERA: laparoscopic |  |  |  | 3 | No
MMOP-006 |  | CAMERA: laser |  |  | Camera - laser | 3 | No
MMOP-007 |  | CAMERA: light/processor stack; endoscopy |  |  | Camera - light/ processor stack; Endoscopy | 3 | No
MMOP-008 |  | CAMERA: retinal |  |  | Camera - retinal | 3 | No
MMOP-009 |  | CAMERA: urology |  |  | Camera - urology | 3 | No
MMOP-010 |  | COAGULATOR: argon beam |  |  | Coagulator - argon beam | 3 | No
MMOP-011 |  | COLPOSCOPE: ceiling mounted |  |  | Colposcope - ceiling mounted | 3 | No
MMOP-012 |  | COLPOSCOPE: wall mounted |  |  | Colposcope - wall mounted | 1 | No
MMOP-013 |  | CONTAINER: endoscope |  |  | Container - endoscope | 3 | No
MMOP-014 |  | CONTROL DESK: imaging |  |  | IMG - control desk | 1 | No | yes | yes | [7 empty] | CONTROL_DESK_imaging | MMOP-014
MMOP-015 |  | CYLINDER: gas, argon |  |  | Cylinder - Argon | 3 | No | [9 empty] | CYLINDER_Gas_Argon | MMOP-015
MMOP-016 |  | DEVICE: patient cooling |  |  | Patient cooling device | 3 | No
MMOP-017 |  | DEVICE: patient, warming |  | DEVICE_patient_warming MMOP-017_3D Shaded | Patient warming device | 3 | No | [9 empty] | DEVICE_patient_warming | MMOP-017
MMOP-018 |  | DEVICE: patient, warming/cooling |  |  | Patient warming & cooling device | 3 | No
MMOP-019 |  | DEVICE: plasma thawing |  |  | Frozen plasma thawing unit | 3 | No
MMOP-020 |  | DOCKING STATION: surgical waste management system |  | DOCKINGSTATION_ SurgicalWasteManagementSystem MMOP-020_3D Shaded | Docking station - Stryker Neptune | 2 | Yes | yes |  | yes |  |  |  | yes |  |  | DOCKINGSTATION_ SurgicalWasteManagementSystem | MMOP-020
MMOP-021 |  | ENDOSCOPE: bronchoscope |  |  | Endoscope - bronchoscope | 3 | No
MMOP-022 |  | ENDOSCOPE: colonoscope |  |  | Endoscope - colonoscope | 3 | No
MMOP-023 |  | ENDOSCOPE: gastroscope |  |  | Endoscope - gastroscope | 3 | No
MMOP-024 |  | EQUIPMENT STACK: surgical, laparoscopic |  | EQUIPMENT_STACK_surgical_laparoscopic MMOP-024_3D Shaded | Laparoscopic Surgical Equipment | 3 | No | [9 empty] | EQUIPMENT_STACK_surgical_laparoscopic | MMOP-024
MMOP-025 |  | HEATER: hot pack |  |  | Heater - hot pack | 3 | No
MMOP-026 |  | INSUFFLATOR: endoscopic |  |  |  | 1 | No
MMOP-027 |  | IV POLE: on pendant |  | IV_POLE_on_pendant MMOP-027_3D Shaded | IV pole | 3 | Yes | [9 empty] | IV_POLE_on_pendant | MMOP-027
MMOP-028 |  | KICKBUCKET & STAND |  | KICKBUCKET_and_STAND MMOP-028_3D Shaded | Kickbucket & stand | 3 | Yes | [9 empty] | KICKBUCKET_and_STAND | MMOP-028
MMOP-029 |  | KIDNEY DISHES: |  |  | Kidney dishes | 3 | No
MMOP-030 |  | LARYNGOSCOPE |  |  | Laryngoscope | 3 | No
MMOP-031 |  | LASER: positioning lights |  |  | Laser positioning lights | 2 | No
MMOP-032 |  | LASER: surgical |  |  | Laser: surgical | 3 | No
MMOP-033 |  | LASER: surgical, CO2 |  |  | Laser - surgical, CO2 | 3 | No
MMOP-034 |  | LASER: surgical, holmium |  |  | Laser - surgical, holmium (Argon) | 3 | No
MMOP-035 |  | LIGHT: head, surgical |  |  | Light - head, surgical | 3 | No
MMOP-036 |  | LIGHT: positioning, laser |  |  | Laser positioning lights | 2 | No
MMOP-037 |  | LIGHT SOURCE: endoscopic |  |  |  | 3 | No | yes
MMOP-038 |  | LIGHT SOURCE: laparoscopic |  |  |  | 3 | No | yes
MMOP-039 |  | LOADING TABLE: stainless steel roller |  |  | Loading table - stainless steel roller | 1 | No
MMOP-040 |  | MACHINE: anaesthetic with integral monitors |  | MACHINE_anaesthetic MMOP-040_3D Shaded | Anaesthetic machine | 3 | Yes | yes | [8 empty] | MACHINE_anaesthetic | MMOP-040
MMOP-041 |  | MACHINE: anaesthetic, induction |  |  | Anaesthetic machine - wall mt | 3 | No
MMOP-042 |  | MACHINE: electroconvulsive therapy (ECT) |  |  | ECT machine | 3 | No
MMOP-043 |  | MACHINE: electrosurgical, diathermy |  | MACHINE_electrosurgical_diathermy MMOP-043_3D Shaded | Diathermy machine | 3 | Yes | yes | [8 empty] | MACHINE_electrosurgical_diathermy | MMOP-043
MMOP-044 |  | MACHINE: electrosurgical, diathermy, shortwave |  |  | Shortwave unit | 3 | No
MMOP-045 |  | MACHINE: evoked response system |  |  | Evoked response system | 3 | No
MMOP-046 |  | MACHINE: interferential current therapy (IFC) |  |  | Interferential machine | 3 | No
MMOP-047 |  | MACHINE: Phacoemulsifier |  |  | Phaco-emulsifier machine | 3 | No
MMOP-048 |  | MICROSCOPE: ENT, surgical |  | MICROSCOPE_Mobile MMOP-048_3D Shaded | Microscope - ENT, surgical | 3 | Yes | [9 empty] | MICROSCOPE_Mobile | MMOP-048
MMOP-049 |  | MICROSCOPE: neurosurgical |  |  | Microscope - Neurosurgical | 3 | No
MMOP-050 |  | MICROSCOPE: ophthalmic, surgical |  |  | Microscope - Ophthalmic, surgical | 3 | No
MMOP-051 |  | MICROSCOPE: plastic surgery |  |  | Microscope - Plastic Surgery | 3 | No
MMOP-052 |  | OPERATING TABLE: ortho frame |  |  | Operating table - ortho frame | 3 | No
MMOP-053 |  | OPERATING TABLE: specialty fittings |  |  | Operating table - fittings, specialty | 3 | No
MMOP-054 |  | PRINTER: thermal |  |  | Printer - Thermal | 3 | No
MMOP-055 |  | PROCESSOR: endoscopic |  |  |  | 3 | No | Yes
MMOP-056 |  | PROCESSOR: laparoscopic |  |  |  | 3 | No | Yes
MMOP-057 |  | PUMP: intra-aortic balloon |  |  | Pump - intra-aortic balloon | 3 | No
MMOP-058 |  | PUMP: perfusion |  |  | Pump - perfusion | 3 | No
MMOP-059 |  | RACK: anaesthetic |  |  | Rack - anaesthetic | 3 | No
MMOP-060 |  | RACK: AV |  | RACK_AV MMOP-060_3D Shaded | AV rack | 1 | No | [9 empty] | RACK_AV | MMOP-060
MMOP-061 |  | RACK: cannulated instrument |  |  | Rack - cannulated instrument | 3 | No
MMOP-062 |  | RACK: endoscopy accessory, hanging |  |  | Rack - endoscopy accessory hanging | 3 | No
MMOP-063 |  | RACK: ESR |  |  | Rack - ESR | 3 | No
MMOP-064 |  | RACK: instrument |  |  | Rack - instrument | 3 | No
MMOP-065 |  | SAW: surgical |  |  | Saw - surgical | 3 | No | yes
MMOP-066 |  | SCALPEL: harmonic |  |  | Harmonic scalpel | 3 | No
MMOP-068 |  | STAND: bowl, double |  |  | Bowl stand - double | 3 | Yes | [9 empty] | m_E104020_Stand-Bowl-Double | MMOP-068
MMOP-069 |  | STAND: bowl, single |  | STAND_bowl_single MMOP-069_3D Shaded | Bowl stand - single | 3 | Yes | [9 empty] | STAND_bowl_single | MMOP-069
MMOP-070 |  | STIRRUPS: Lloyd Davis set |  |  | Stirrups - Lloyd Davis, set | 3 | No
MMOP-071 |  | STOOL: operating, mobile |  | STOOL_operating_mobile MMOP-071_3D Shaded | Stool - operating, mobile | 3 | Yes | [9 empty] | STOOL_operating_mobile | MMOP-071
MMOP-072 |  | SYSTEM: endoscopic, equipment |  |  |  | 3 | No | Yes
MMOP-073 |  | SYSTEM: laparoscopic, equipment |  |  |  | 3 | No | Yes
MMOP-074 |  | SYSTEM: smoke evacuation |  | SYSTEM_smoke_evacuation MMOP-074_3D Shaded | Smoke evacuator | 3 | Yes | [9 empty] | SYSTEM_smoke_evacuation | MMOP-074
MMOP-076 |  | TABLE: mayo |  | TABLE_mayo MMOP-076_3D Shaded | Table - mayo | 3 | Yes | [9 empty] | TABLE_mayo | MMOP-076
MMOP-077 |  | TABLE: operating, fittings, standard |  |  | Operating table - fittings, standard | 3 | No
MMOP-078 |  | TABLE: operating, fixed pedestal, electric |  |  | Operating table - fixed pedestal, electric | 3 | No
MMOP-079 |  | TABLE: operating, manual |  |  | Operating table - manual | 3 | No | [9 empty] | TABLE_procedure | MMOP-079
MMOP-080 |  | TABLE: operating, mobile, electric |  | TABLE_procedure MMOP-080_3D Shaded | Operating table - mobile, electric | 3 | Yes | yes | [8 empty] | TABLE_procedure | MMOP-080
MMOP-081 |  | TELESCOPE: arthroscope |  |  |  | 3 | No
MMOP-082 |  | TELESCOPE: cystoscope |  |  |  | 3 | No
MMOP-083 |  | TELESCOPE: laparoscope |  |  |  | 3 | No
MMOP-084 |  | TOURNIQUET: surgical |  | TOURNIQUET_surgical MMOP-084_3D Shaded | Tourniquet - surgical | 3 | No | [9 empty] | TOURNIQUET_surgical | MMOP-084
MMOP-085 |  | TROLLEY: anaesthetic |  | TROLLEY_anaesthetic1 MMOP-085_3D Shaded | Trolley - anaesthetic | 3 | Yes | [9 empty] | TROLLEY_anaesthetic1 | MMOP-085
MMOP-086 |  | TROLLEY: anaesthetic, paediatric |  |  | Trolley - anaesthetic, paediatric |  | No
MMOP-087 |  | TROLLEY: endoscope |  | TROLLEY_double_drawer MMOP-087_3D Shaded | Trolley - endoscope | 3 | Yes | [9 empty] | TROLLEY_double_drawer | MMOP-087
MMOP-088 |  | TROLLEY: endoscopic, equipment |  | TROLLEY_Endoscopy_Tower MMOP-088_3D Shaded |  | 3 | Yes | [9 empty] | TROLLEY_Endoscopy_Tower | MMOP-088
MMOP-089 |  | TROLLEY: laparoscopic, equipment |  |  |  | 3 | No
MMOP-090 |  | TROLLEY: operating table accessories |  |  | Operating table - accessory trolley | 3 | No
MMOP-091 |  | TROLLEY: orthopaedic |  |  | Trolley - orthopaedic |  | No
MMOP-092 |  | TROLLEY: recovery, electric |  |  | Trolley - recovery, electric | 3 | No
MMOP-093 |  | TROLLEY: set-up |  |  | Trolley - set-up | 3 | No | [9 empty] | TROLLEY4 | MMOP-093
MMOP-094 |  | WARMER: blanket |  |  | Blanket Warmer | 3 | No
MMOP-095 |  | WARMER: blood |  |  | Warmer - blood | 3 | No
MMOP-096 |  | DISPLAY SCREEN: AV integration |  | DISPLAY_Screen MMOP-096 - Operating AV Integration_3D Shaded |  | 2 | Yes | yes | opt | [7 empty] | DISPLAY_Screen | MMOP-096 - Operating AV Integration
MMOP-097 |  | CAMERA: surgical field, to operating light |  |  |  | 2 | Yes
MMOP-098 |  | SYSTEM: surgical waste management |  |  |  | 2 | No | yes |  | yes |  |  |  | yes
MMOP-099 |  | DEVICE: imaging, ultrasound, anaesthetic |  | DEVICE_imaging_ultrasound_anaesthetic MMOP-099_3D Shaded | Patient cooling device | 3 | Yes | Yes | [8 empty] | DEVICE_imaging_ultrasound_anaesthetic | MMOP-099
MMOP-100 |  | WARMER: patient, intraoperative | Bair hugger or similar | WARMER_patient_intraoperative MMOP-100_3D Shaded |  | 3 | Yes | yes | [8 empty] | WARMER_patient_intraoperative | MMOP-100
MMOP-103 |  | SYSTEM: digital integration in operating rooms (DOR) |  |  |  | 2 | Yes
MMRA-002 |  | DEVICE: brachytherapy |  |  | Brachytherapy control console | 2 | No
MMRA-003 |  | DEVICE: radioactive seed delivery |  |  | Radioactive seed delivery device | 3 | No
MMRA-004 |  | LINEAR ACCELERATOR |  | DEVICE_LinearAccelorator MMRA-004 - Linear Accelorator_3D Shaded | Linear accelerator | 1 | Yes | [9 empty] | DEVICE_LinearAccelorator | MMRA-004 - Linear Accelorator
MMRA-005 |  | TESTER: linear accelerator | Phantom |  | Linear accelerator: tester | 1 | No
MMRA-006 |  | ACCESS PANEL: medical physics port |  | ACCESS_PANEL_PhysicsPort MMRA-006 - Medical Physics Port_3D Shaded |  | 1 | Yes | [9 empty] | ACCESS_PANEL_PhysicsPort | MMRA-006 - Medical Physics Port
MMRA-007 |  | CABINET: linear accelerator computer cabinet |  | CABINET_LINAC_Computer MMRA-007 - Computer Cabinet_3D Shaded |  | 3 | Yes | [9 empty] | CABINET_LINAC_Computer | MMRA-007 - Computer Cabinet
MMRA-008 |  | DEVICE: surface guided radiation therapy system |  | DEVICE_SurfaceGuidedRadiationTherapy MMRA-008 - Surface Guidance System_3D Shaded |  | 3 | Yes | [9 empty] | DEVICE_SurfaceGuidedRadiationTherapy | MMRA-008 - Surface Guidance System
MMRA-009 |  | COMPUTER: linear accelerator control system PC |  | COMPUTER_Desktop MMRA-009 - Linear Accelerator Control_3D Shaded |  | 3 | Yes | [9 empty] | COMPUTER_Desktop | MMRA-009 - Linear Accelerator Control
MMRA-010 |  | CONSOLE: control, linear accelerator |  | CONSOLE_Linear_Accelerator MMRA-010 - Linear Accelerator Console_3D Shaded |  | 3 | Yes | [9 empty] | CONSOLE_Linear_Accelerator | MMRA-010 - Linear Accelerator Console
MMRA-011 |  | DEVICE: radiotherapy, daily QA |  | DEVICE_Radiotherapy_Daily_QA MMRA-011 - Daily QA_3D Shaded |  | 3 | Yes | [9 empty] | DEVICE_Radiotherapy_Daily_QA | MMRA-011 - Daily QA
MMRA-012 |  | GATE: light gate, radiotherapy bunker |  | GATE_LightGate_Radiotherapy MMRA-012 - Light Gate_3D Shaded |  | 2 | Yes | [9 empty] | GATE_LightGate_Radiotherapy | MMRA-012 - Light Gate
MMRA-013 |  | DISPLAY SCREEN: radiotherapy, ceiling mounted |  | DISPLAY_Screen MMRA-013 - Radiotherapy Display Screen_3D Shaded |  | 3 | Yes | [9 empty] | DISPLAY_Screen | MMRA-013 - Radiotherapy Display Screen
MMRA-014 |  | LASER: radiotherapy, bridge |  | LASER_Radiotherapy_Bridge MMRA-014 - Laser Bridge_3D Shaded |  | 3 | Yes | [9 empty] | LASER_Radiotherapy_Bridge | MMRA-014 - Laser Bridge
MMRA-015 |  | LASER: radiotherapy, ceiling mounted |  | LASER_Radiotherapy_CeilingMounted MMRA-015 - Laser Ceiling Mounted_3D Shaded |  | 3 | Yes | [9 empty] | LASER_Radiotherapy_CeilingMounted | MMRA-015 - Laser Ceiling Mounted
MMRA-016 |  | LASER: radiotherapy, lateral laser |  | LASER_Radiotherapy_Lateral MRA-016 - Lateral Laser_3D Shaded |  | 3 | Yes | [9 empty] | LASER_Radiotherapy_Lateral | MRA-016 - Lateral Laser
MMRA-017 |  | LASER: radiotherapy, sagittal laser |  | LASER_Radiotherapy_Sagittal MMRA-017 - Sagittal Laser_3D Shaded |  | 3 | Yes | [9 empty] | LASER_Radiotherapy_Sagittal | MMRA-017 - Sagittal Laser
MMRA-019 |  | LASER: radiotherapy, couch tracking |  | LASER_CouchTracker MMRA-019 - Couch Laser Tracker_3D Shaded |  | 3 | Yes | [9 empty] | LASER_CouchTracker | MMRA-019 - Couch Laser Tracker
MMRA-020 |  | OVEN: thermoplastic warming |  | OVEN_ThermoplasticWarming MMRA-020 - Thermoplastic Warming Oven_3D Shaded |  | 3 | Yes | [9 empty] | OVEN_ThermoplasticWarming | MMRA-020 - Thermoplastic Warming Oven
MMSP-015 |  | PENDANT: single, anaesthetic (fixed or adjustable height) |  | PENDANT_single_wet_dry_side_combination_shelf MMSP-015_3D Shaded | Anaesthetic equipment boom, ceiling mounted | 2 | Yes | [9 empty] | PENDANT_single_wet_and_dry_side_combination_(fixed_or_adjustable_height) | MMSP-015(SS)
MMSP-016 |  | PENDANT: single, equipment (fixed or adjustable height) |  |  | Services pendant - 2 arm, height adj | 1 | No | yes | yes | [7 empty] | PENDANT_single_wet_and_dry_side_combination_(fixed_or_adjustable_height) | MMSP-016
MMSP-017 |  | PENDANT: single, perfusion (fixed or adjustable height) |  |  | Services pendant - adj height, with arm | 1 | No | yes | yes
MMSP-018 |  | PENDANT: single, wet and dry combination (fixed or adjustable height) |  | PENDANT_single_wet_dry_side_integrated_light MMSP-018_3D Shaded | Services pendant - ceiling | 2 | Yes | yes | yes | [7 empty] | PENDANT_single_wet_dry_side_integrated_light | MMSP-018
MMSP-019 |  | PENDANT: tandem, equipment and anaestethic (fixed or adjustable height) |  |  | Services pendant - adj height | 2 | No
MMSP-020 |  | PENDANT: tandem, wet and dry combination (fixed or adjustable height) |  | PENDANT_tandem_wet_and_dry_side_(fixed_or_adjustable_height) MMSP-020_3D Shaded | Services pendant - 2 arm | 2 | Yes | yes | yes | [7 empty] | PENDANT_tandem_wet_and_dry_side_(fixed_or_adjustable_height) | MMSP-020
MMSP-021 |  | SERVICES PANEL: bulkhead mounted | Medical Services Panel, MSP |  | Bulkhead | 2 | No
MMSP-022 |  | SERVICES PANEL: ceiling mounted | Medical Services Panel, MSP |  | Ceiling | 2 | No
MMSP-023 |  | PENDANT: single, power and data | Medical Services Panel, MSP |  | Column | 1 | No | [9 empty] | PENDANT_single_power_and_data | MMSP-023
MMSP-024 |  | SERVICES PANEL: pendant mounted | Medical Services Panel, MSP |  | Pendant | 2 | No
MMSP-025 |  | SERVICES PANEL: special | Medical Services Panel, MSP |  | Special | 2 | No | [9 empty] | SERVICES_PANEL | MMSP-025
MMSP-026 |  | SERVICES PANEL: wall mounted | Medical Services Panel, MSP | SERVICES_PANEL MMSP-026_3D Shaded | Wall panel | 1 | Yes | [9 empty] | SERVICES_PANEL | MMSP-026
MMSP-027 |  | LIGHT: operating, 2 arm, 550/550 diam nom. |  | LIGHT_operating_2_arm_550-550_diam_nom MMSP-027_3D Shaded | Light - operating, 2 arm, 550/550 diam nominal | 1 | No | yes | [8 empty] | LIGHT_operating_2_arm_550-550_diam_nom | MMSP-027
MMSP-028 |  | LIGHT: operating, 2 arm, 950/550 diam nom. |  |  | Light - operating, 2 arm, 950/550 diam nominal | 1 | No | yes | [8 empty] | LIGHT_operating_2_arm_950-550_diam_nom | MMSP-028
MMSP-029 |  | LIGHT: operating, single, 550 diam nom. |  | LIGHT_operating_single_550_diam_nom MMSP-029_3D Shaded | Light - operating, single, 550 diam nominal | 1 | Yes | yes | [8 empty] | LIGHT_operating_single_550_diam_nom | MMSP-029
MMSP-030 |  | LIGHT: operating, single, 950 diam nom. |  |  | Light - operating, single, 950 diam nominal | 1 | No
MMSP-031 |  | LIGHT: operating, single, mobile |  |  | Light - operating, single, mobile | 3 | No | yes
MMSP-032 |  | SERVICES PANEL: instrument jack |  | SERVICES_PANEL MMSP-032_3D Shaded |  | 1 | Yes | [9 empty] | SERVICES_PANEL | MMSP-032
MMSP-033 |  | LIGHT: operating, 2 arm, light 700 diam nom. / arm for display screen |  | LIGHT_operating_2_arm_700_diam_nom_and_display_screen MMSP-033_3D Shaded |  | 2 | Yes | yes | [8 empty] | LIGHT_operating_2_arm_700_diam_nom_and_display_screen | MMSP-033
MMSP-034 |  | PENDANT: single, dual arm, surgical & anaesthetic combined (fixed or adjustable height) |  | PENDANT_single_wet_and_dry_side_combination_(fixed_or_adjustable_height)1 MMSP-034_3D Shaded |  | 2 | Yes | yes | yes | [7 empty] | PENDANT_single_wet_and_dry_side_combination_(fixed_or_adjustable_height)1 | MMSP-034
MMSP-035 |  | PENDANT: single, dual arm, display screen |  | PENDANT_display_screen MMSP-035_3D Shaded |  | 2 | Yes | yes | yes | [7 empty] | PENDANT_display_screen | MMSP-035
MMSP-036 |  | PENDANT: single, dual arm, dual display screen |  | PENDANT_single_dual_arm_display_screen MMSP-036_3D Shaded |  | 2 | Yes | yes | yes | [7 empty] | PENDANT_single_dual_arm_display_screen | MMSP-036
MMSP-037 |  | LIGHT: operating, single, 550 diam nom. pendant mounted |  | LIGHT_ operating_single_550_diam_nom MMSP-037_3D Shaded | Light - operating, single, 550 diam nominal | 2 | Yes | yes | [8 empty] | LIGHT_ operating_single_550_diam_nom | MMSP-037

## WL
Australasian Health Facility Guidelines
ICS DATA SHEET: WALLS & WALL FINISHES (WL)
Item Code | Project Specific Code | Item Description | Extended Descriptions | Item Code (previous) | Item Description (previous) | Budget Group | In use within Standard Components | Electrical Connection(s) | Data Connection(s) | Cold Water Connection(s) | Hot Water Connection(s) | Warm Water Connection(s) | Tap Connection(s) | Drainage Connection(s) | Gas Connection(s) | Steam Connection(s) | AusHFG Revit Content: Family Name | AusHFG Revit Content: Type Name
WLPR-001 |  | WALL PROTECTION: bed protection wall panel |  | WALL_PROTECTION WLPR-001_3D Shaded | Wall protection | 1 | Yes | [9 empty] | WALL_PROTECTION | WLPR-001
WLPR-002 |  | WALL PROTECTION: bed protection wall panel, composite, laminate finish |  | WALL_PROTECTION WLPR-002_3D Shaded | Wall protection | 1 | Yes | [9 empty] | WALL_PROTECTION | WLPR-002
WLPR-003 |  | WALL PROTECTION: bed protection wall panel, prefinished solid laminate |  |  | Cornice | 1 | No
WLPR-006 |  | WALL PROTECTION: corner guards |  | CORNERGUARD1 WLPR-006_3D Shaded | Wall protection | 1 | Yes | [9 empty] | CORNERGUARD1 | WLPR-006
WLPR-007 |  | WALL PROTECTION: corner guards, prefinished solid laminate |  |  | Cornice | 1 | No
WLPR-008 |  | WALL PROTECTION: corner guards, steel angle, galvanised/powdercoated |  |  | Rail: picture | 1 | No
WLPR-009 |  | WALL PROTECTION: corner guards, timber, clear finish |  |  | Skirting | 1 | No
WLPR-010 |  | WALL PROTECTION: corner guards, to 900 AFFL |  | CORNERGUARD1 WLPR-010_3D Shaded | Wall protection | 1 | Yes | [9 empty] | CORNERGUARD1 | WLPR-010
WLPR-011 |  | WALL PROTECTION: corner guards, to 900 AFFL min. |  | CORNERGUARD2 WLPR-011_3D Shaded | Wall protection | 1 | Yes | [9 empty] | CORNERGUARD2 | WLPR-011
WLPR-012 |  | WALL PROTECTION: corner guards, to 900 AFFL, prefinished PVC |  | CORNERGUARD1 WLPR-012_3D Shaded | Wall protection | 1 | Yes | [9 empty] | CORNERGUARD1 | WLPR-012
WLPR-013 |  | WALL PROTECTION: corner guards, to 1500 AFFL, prefinished PVC |  | CORNERGUARD1 WLPR-013_3D Shaded | Wall protection | 1 | Yes | [9 empty] | CORNERGUARD1 | WLPR-013
WLPR-016 |  | WALL PROTECTION: rail & crash bar combined, at 850 AFFL, prefinished solid laminate |  |  | Cornice | 1 | No
WLPR-017 |  | WALL PROTECTION: rail & crash bar combined, at 900 AFFL, prefinished PVC |  |  | Wall protection | 1 | No | [9 empty] | WALL_PROTECTION_rail | WLPR-017
WLPR-018 |  | WALL PROTECTION: crash rail, at 350 AFFL, prefinished PVC |  | WALL_PROTECTION_rail WLPR-018_3D Shaded | Wall protection | 1 | No | [9 empty] | WALL_PROTECTION_rail | WLPR-018
WLPR-019 |  | WALL PROTECTION: crash rail, at 900 AFFL, prefinished PVC |  | WALL_PROTECTION_rail WLPR-019_3D Shaded | Wall protection | 1 | Yes | [9 empty] | WALL_PROTECTION_rail | WLPR-019
WLPR-020 |  | WALL PROTECTION: crash rail, at 350 AFFL |  |  | Wall protection | 1 | No | [9 empty] | WALL_PROTECTION_rail | WLPR-020
WLPR-021 |  | WALL PROTECTION: crash rail, at 900 AFFL |  | WALL_PROTECTION_rail WLPR-021_3D Shaded | Wall protection | 1 | Yes | [9 empty] | WALL_PROTECTION_rail | WLPR-021
WLPR-022 |  | WALL PROTECTION: crash rail, at 900 AFFL, timber, stain/clear finish |  |  | Skirting | 1 | No
WLPR-023 |  | WALL PROTECTION: wheel stops, timber, stain/clear finish |  |  | Skirting | 1 | No
WLPR-024 |  | WALL PROTECTION: rail & crash bar combined, at 900 AFFL, timber/MDF, stain/clear finish |  |  | Skirting | 1 | No
WLPR-025 |  | WALL PROTECTION: crash rail, at 350 AFFL, timber, stain/clear finish |  |  | Skirting | 1 | No
WLPR-026 |  | WALL PROTECTION: rigid wall sheeting |  | WALL_FINISH WLPR-026 - Rigid Wall Sheet_3D Shaded |  | 1 | Yes | [9 empty] | WALL_FINISH | WLPR-026 - Rigid Wall Sheet
WLPT-001 |  | PARTITION: change cubicle |  | PARTITION_enclosure WLPT-001 (change cubicle)_3D Shaded | Partitions - change cubicle | 1 | No | [9 empty] | PARTITION_enclosure | WLPT-001 (change cubicle)
WLPT-002 |  | PARTITION: demountable office |  |  | Partitions - demountable office | 3 | No
WLPT-003 |  | PARTITION: laminate |  | PARTITION_laminate WLPT-003_3D Shaded | Partitions - laminate | 1 | No | [9 empty] | PARTITION_laminate | WLPT-003
WLPT-004 |  | PARTITION: shower |  | PARTITION_enclosure WLPT-004 (shower)_3D Shaded | Partitions - shower | 1 | Yes | [9 empty] | PARTITION_enclosure | WLPT-004 (shower)
WLPT-005 |  | PARTITION: toilet |  | PARTITION_enclosure WLPT-005 (wc)_3D Shaded | Partitions - toilet | 1 | Yes | [9 empty] | PARTITION_enclosure | WLPT-005 (wc)
WLPT-006 |  | PARTITION: urinal divider, aluminium, powdercoated, 15mm shadow angle nom. |  |  | Partition- Urinal divider | 1 | No
WLPT-007 |  | SCREEN PANELS: 1500H |  |  | Screen panels 1500H | 3 | No
WLPT-008 |  | SCREEN: security, safety glass |  | SCREEN_security_safety_glass WLPT-008_3D Shaded | Security screen - safety glass | 1 | No | [9 empty] | SCREEN_security_safety_glass | WLPT-008
WLPT-009 |  | SCREEN: shower, sliding, glass |  |  | Shower screen - glass, sliding | 1 | No
WLPT-010 |  | SCREEN: timber |  |  | Screen - timber | 3 | No
WLPT-011 |  | WALL: operable |  | WALL_operable WLPT-011_3D Shaded | Operable wall | 1 | No | [9 empty] | WALL_operable | WLPT-011
WLPT-012 |  | SCREEN: security, safety glass, with communication slot |  | SCREEN_security_safety_glass_with_communication_slot WLPT-012_3D Shaded | Security screen - safety glass | 1 | Yes | [9 empty] | SCREEN_security_safety_glass_with_communication_slot | WLPT-012
WLPT-014 |  | SCREEN: acoustic, privacy, safety glass |  | SCREEN_privacy_safety_glass WLPT-014_3D Shaded | Security screen - safety glass | 1 | Yes | [9 empty] | SCREEN_privacy_safety_glass | WLPT-014
WLPT-015 |  | SCREEN: security, safety glass, with communication slot and pass through |  | SCREEN_Security_SafetyGlass_PassThrough WLPT-015 - Security Glazed Screen_3D Shaded | Security screen - safety glass | 1 | Yes | [9 empty] | SCREEN_Security_SafetyGlass_PassThrough | WLPT-015 - Security Glazed Screen
WLPT-016 |  | PARTITION: toilet, ambulant |  | PARTITION_enclosure WLPT-016 - Ambulant WC Partition_3D Shaded |  | 1 | Yes | [9 empty] | PARTITION_enclosure | WLPT-016 - Ambulant WC Partition
WLSH-001 |  | SHIELDING: electro-magnetic |  |  | Electo-magnetic shielding | 1 | No
WLSH-002 |  | SHIELDING: faraday cage |  |  | Faraday cage | 1 | No
WLSH-003 |  | SHIELDING: inwall, zinc coated steel, 1mm |  |  | In-wall Protection: 1mm sheet zinc coated steel | 1 | No
WLSH-004 |  | SHIELDING: lead lining |  | SHIELDING_lead_lining WLSH-004_3D Shaded | Lead lining | 1 | Yes | [9 empty] | SHIELDING_lead_lining | WLSH-004
WLWA-001 |  | WALL FINISH: acoustic panels, prefinished |  | WALL_panel1 WLWA-001_3D Shaded | Wall finish | 1 | Yes | [9 empty] | WALL_panel1 | WLWA-001
WLWA-002 |  | WALL FINISH: aluminium, prefinished |  |  | Wall protection | 1 | No
WLWA-003 |  | WALL FINISH: laminated composite board |  | WALL_panel1 WLWA-003_3D Shaded | Wall finish | 1 | Yes | [9 empty] | WALL_panel1 | WLWA-003
WLWA-004 |  | WALL FINISH: paint, acrylic, washable |  |  | Wall finish | 1 | Yes | [9 empty] | FINISHES_mark_for_tagging | WLWA-004
WLWA-005 |  | WALL FINISH: paint, scrub resistant |  |  | Wall finish | 1 | Yes | [9 empty] | FINISHES_mark_for_tagging | WLWA-005
WLWA-006 |  | WALL FINISH: rubber sheet, prefinished |  |  | Walls | 1 | No
WLWA-007 |  | WALL FINISH: splashback |  | WALL_FINISH WLWA-007_3D Shaded | Wall finish | 1 | Yes | [9 empty] | WALL_FINISH | WLWA-007
WLWA-008 |  | WALL FINISH: splashback, glass |  |  | Doors | 1 | No
WLWA-009 |  | WALL FINISH: splashback, laminate |  | WALL_FINISH WLWA-009(PP) - Laminate Splashback_3D Shaded | Doors | 1 | Yes | [9 empty] | WALL_FINISH | WLWA-009(PP) - Laminate Splashback
WLWA-010 |  | WALL FINISH: splashback, vinyl |  | WALL_FINISH WLWA-010_3D Shaded | Wall finish | 1 | Yes | [9 empty] | WALL_FINISH | WLWA-010
WLWA-011 |  | WALL FINISH: tiles, ceramic, glazed |  |  | Wall finish | 1 | Yes | [9 empty] | FINISHES_mark_for_tagging | WLWA-011
WLWA-012 |  | WALL FINISH: prefinished |  | WALL_PROTECTION WLWA-012_3D Shaded | Wall protection | 1 | No | [9 empty] | WALL_PROTECTION | WLWA-012
WLWA-016 |  | WALL FINISH: vinyl, cushioned, to inside face of door/s |  |  | Wall finish | 1 | No
WLWA-017 |  | WALL FINISH: vinyl, cushioned, full height |  |  | Wall finish | 1 | No | [9 empty] | WALL_FINISH1 | WLWA-017 (cushioned)
WLWA-018 |  | WALL FINISH: vinyl, full height to wet areas |  |  | Wall finish | 1 | No
WLWA-019 |  | WALL FINISH: vinyl, full height |  | WALL_FINISH WLWA-019 (full height)_3D Shaded | Wall finish | 1 | Yes | [9 empty] | WALL_FINISH | WLWA-019 (full height)
WLWA-020 |  | WALL FINISH: vinyl, to 1500 AFFL |  | WALL_FINISH WLWA-020 (vinyl to 1500)_3D Shaded | Wall finish | 1 | Yes | [9 empty] | WALL_FINISH | WLWA-020 (vinyl to 1500)
WLWA-021 |  | WALL FINISH: vinyl, to 1800 AFFL |  | WALL_FINISH WLWA-021_3D Shaded | Wall finish | 1 | Yes | [9 empty] | WALL_FINISH | WLWA-021
WLWA-022 |  | WALL FINISH: vinyl, to 900 AFFL |  | WALL_FINISH WLWA-022_3D Shaded | Wall finish | 1 | Yes | [9 empty] | WALL_FINISH | WLWA-022
WLWA-023 |  | WALL FINISH: vinyl, to 2100 AFFL |  | WALL_FINISH WLWA-023_3D Shaded |  | 1 | Yes | [9 empty] | WALL_FINISH | WLWA-023
WLWA-025 |  | WALL FINISH: vinyl, to 1200 AFFL |  | WALL_FINISH WLWA-025_3D Shaded |  | 1 | Yes | [9 empty] | WALL_FINISH | WLWA-025