## Cover sheet
Australasian Health Facility Guidelines
ITEM CONTROL SCHEDULE
Version: | V2.4
Date: | 12/11/2025
Notes: | updates in line with the publication of the Intensive Care Standard Components
A. Purpose of the Item Control Schedule
The AusHFG Item Control Schedule (ICS) lists all the items in the AusHFG item library. AusHFG items include room fabrics, furniture, fittings and equipment found within rooms, services and systems that apply to rooms.
The purpose of the ICS is to assist users within the AusHFG community to:-
- select items with pre-identified, standardised coding and naming when briefing, planning and procuring items for healthcare facilities
- provide a framework for documenting linkages of AusHFG items into other systems - for example, to item coding used by architecture firms or to asset management classifications used by asset operators
- correlate items within the database with objects within the AusHFG Revit file resource
B. Format of the Item Control Schedule
The ICS is a report produced in a searchable excel format from item data held within the AusHFG database. It is designed to be printed in horizontal A3 format.
There are several worksheets within the ICS:
Cover Sheet: this page, and contains introductory information and versioning.
Grouping Sheet: indicates the main groupings and sub groupings under which the items fall.
Structure Sheet: explains the purpose of each data field included in the ICS data sheets, plus sets out coding and naming conventions, abbreviations and approaches to dimensioning.
Additional guidance sheets: provide further guidance for users about conventions used within the AusHFG documentation set
Data Sheets: contains the AusHFG items themselves along with their related data, in separate tabs according to their main grouping.
Data in these sheets have filters applied to them, to allow them to be sorted by data field.
Retired Sheet: contains AusHFG items that are retired.
C. Updates to the Item Control Schedule
This document has been created under the guidance of the AHIA BIM Subgroup.
Updates to the ICS will be made:
- following the publication of any new or amended Standard Components or project resources, if any items are new or amended through this process
- following intermittent review by governance groups within the AHIA organisation
Each update of the ICS will receive a new version number and will be dated. Publication of updates will be notified as a News item on the website and by email to users who have subscribed for AusHFG alerts.
To subscribe for alerts, visit https://healthfacilityguidelines.com.au/subscribe
To make suggestions regarding additional items or information that should be included in the ICS, use the "Give Feedback" button on the AusHFG website.

## Grouping sheet
Australasian Health Facility Guidelines
ITEM CONTROL SCHEDULE GROUPING SHEET
Items in the ICS are categorised into main groupings and secondary groupings as follows:
Main code | Main grouping | Sub code | Sub grouping | Main code | Main grouping | Sub code | Sub grouping
CL | Ceilings and Cornices | BK | Bulkheads | ME | Mechanical Services | GE | General
CL | 0 | CN | Cornice | ME | 0 | EX | Extract
CL | 0 | FI | Ceiling Finish | ME | 0 | SU | Supply
CL | 0 | FS | Ceiling Flush Set | MG | Medical Gas Systems | GE | General
CL | 0 | GE | General | MG | 0 | AS | Gas Outlets
CL | 0 | TI | Ceiling Tiled | MG | 0 | FP | Flowmeters, Control Panels and Accessories
DO | Doors | FD | Folding | MI | Medical Imaging Equipment | GE | General
DO | 0 | HI | Hinged | MI | 0 | SP | SPECT-CT and Gamma Camera
DO | 0 | OP | Operable Walls | MI | 0 | AN | Angiography
DO | 0 | PV | Pivot | MI | 0 | BD | Bone Densitometry
DO | 0 | RO | Roller | MI | 0 | CC | Cardiac Catheter Laboratory
DO | 0 | RV | Revolving | MI | 0 | CT | CT Scanning
DO | 0 | SL | Sliding | MI | 0 | CY | Cyclotron
DO | 0 | SP | Special | MI | 0 | FL | Fluoroscopy
DO | 0 | ST | Stacking | MI | 0 | MM | Mammography
EL | Electrical Services | GE | General | MI | 0 | MO | Mobile Imaging
EL | 0 | GP | GPOs | MI | 0 | MR | MRI Scanning
EL | 0 | GT | Generators and Transformers | MI | 0 | OC | OPG and Cone Beam CT
EL | 0 | PR | Protection | MI | 0 | PT | PET-CT and PET-MRI Scanning
EL | 0 | SW | Switches | MI | 0 | US | Ultrasound
FI | Fixtures and Fittings | GE | General | MI | 0 | XR | General X-ray
FI | 0 | BM | Boards and Mirrors | MM | Medical and Laboratory Equipment | GE | General
FI | 0 | DI | Dispensers and Holders | MM | 0 | OP | Operating and Procedure Room Equipment
FI | 0 | HR | Hooks, Brackets and Racks | MM | 0 | SP | Services Pendants, Services Panels and Operating Lights
FI | 0 | RT | Rails and Tracks | MM | 0 | BE | Beds and Transport Equipment
FL | Floors, Floor Finishes and Skirtings | GE | General | MM | 0 | AH | Allied Health Equipment
FL | 0 | TI | Tiles | MM | 0 | DN | Dental Equipment
FL | 0 | CP | Carpet | MM | 0 | HA | High Acuity Equipment
FL | 0 | SK | Skirting | MM | 0 | IC | Infection Control Equipment
FL | 0 | VY | Floor Vinyl, Linoleum and Rubber | MM | 0 | LA | Laboratory Equipment
FQ | Furniture and Non-medical Equipment | GE | General | MM | 0 | MA | Maternal and Infant Equipment
FQ | 0 | BS | Domestic Beds and Seating | MM | 0 | MT | Mortuary Equipment
FQ | 0 | CA | Catering and Kitchen Equipment | MM | 0 | PH | Pharmacy Equipment
FQ | 0 | CL | Cleaning, Laundry and Linen Services | MM | 0 | PM | Patient Monitoring
FQ | 0 | DW | Desks and Workstations | MM | 0 | RA | Radiation Therapy Equipment
FQ | 0 | SM | Storage Mobile | MM | 0 | TR | Clinical Trolleys
FQ | 0 | SN | Storage Non-Mobile | WI | Windows | OP | Operable
FQ | 0 | TA | Tables | WI | 0 | FX | Fixed
FQ | 0 | WS | Waste Management Services | WL | Walls and Wall Finishes | FI | Wall Finish
FS | Fire Services | GE | General | WL | 0 | GE | General
FS | 0 | SP | Suppression
FS | 0 | DE | Detection
HY | Hydraulic Services | GE | General
HY | 0 | BA | Basins, Baths and Sinks
HY | 0 | DR | Drainage
HY | 0 | SH | Showers | Main code | Main grouping | Sub code | Sub grouping
HY | 0 | TP | Tapware and Outlets | AF | Applied Finishes | DFI | Door Finishes
HY | 0 | WC | Toilet Suites | 0 | 0 | DPR | Door Protection
IT | Information and Communications Services | GE | General | 0 | 0 | JFI | Joinery Finishes
IT | 0 | CL | Clinical Systems and Nurse Call | 0 | 0 | WFI | Window Finishes
IT | 0 | AV | Audio Visual equipment | AH | Applied Hardware | DBL | Door Bolts
IT | 0 | BU | Building Systems | 0 | 0 | DEC | Door Electronic Controls
IT | 0 | IN | Infrastructure Passive | 0 | 0 | DEL | Door Electronic Locks and Latches
IT | 0 | NE | Networked Equipment | 0 | 0 | DHC | Door Hold and Close
IT | 0 | SE | Security Systems | 0 | 0 | DHG | Door Hinges
JO | Joinery | GE | General | 0 | 0 | DHP | Door Handles and Plates
JO | 0 | SP | Special Joinery | 0 | 0 | DLL | Door Locks and Latches
JO | 0 | DW | Drawers and Drawer Units | 0 | 0 | DMO | Door Motorisation
JO | 0 | SH | Shelves and Shelving Units | 0 | 0 | DSL | Door Seals
JO | 0 | BE | Benches and Supports | 0 | 0 | DSS | Door Sensors
JO | 0 | BH | Bedheads | 0 | 0 | DST | Door Stops
JO | 0 | CU | Cupboards | 0 | 0 | JHI | Joinery Hinges
JO | 0 | LK | Lockers | 0 | 0 | JHN | Joinery Handles
JO | 0 | RS | Receptions and Staff Stations | 0 | 0 | JLL | Joinery Locks and Latches
LI | Lighting | GE | General | 0 | 0 | WCV | Window Coverings
LI | 0 | FX | Light Fixtures | 0 | 0 | WHC | Window Hardware and Controls
LI | 0 | PO | Portable Lights | 0 | 0 | WSS | Window Sensors

## dRofus Item Groups (hidden)
Main group (Number) | Main group (Name) | Sub group (Number) | Sub group (Name) | Depth | Main group (Number) | Main group (Name) | Sub group (Number) | Sub group (Name) | Depth
CL | Ceilings and Cornices | BK | Bulkheads | 2 | CL | Ceilings and Cornices | BK | Bulkheads | 2
CL | Ceilings and Cornices | CN | Cornice | 2 |  |  | CN | Cornice | 2
CL | Ceilings and Cornices | FI | Ceiling Finish | 2 |  |  | FI | Ceiling Finish | 2
CL | Ceilings and Cornices | FS | Ceiling Flush Set | 2 |  |  | FS | Ceiling Flush Set | 2
CL | Ceilings and Cornices | GE | General | 2 |  |  | GE | General | 2
CL | Ceilings and Cornices | TI | Ceiling Tiled | 2 |  |  | TI | Ceiling Tiled | 2
DO | Doors | FD | Folding | 2 | DO | Doors | FD | Folding | 2
DO | Doors | HI | Hinged | 2 |  |  | HI | Hinged | 2
DO | Doors | OP | Operable Walls | 2 |  |  | OP | Operable Walls | 2
DO | Doors | PV | Pivot | 2 |  |  | PV | Pivot | 2
DO | Doors | RO | Roller | 2 |  |  | RO | Roller | 2
DO | Doors | RV | Revolving | 2 |  |  | RV | Revolving | 2
DO | Doors | SL | Sliding | 2 |  |  | SL | Sliding | 2
DO | Doors | SP | Special | 2 |  |  | SP | Special | 2
DO | Doors | ST | Stacking | 2 |  |  | ST | Stacking | 2
EL | Electrical Services | GE | General | 2 | EL | Electrical Services | GE | General | 2
EL | Electrical Services | GP | GPOs | 2 |  |  | GP | GPOs | 2
EL | Electrical Services | GT | Generators and Transformers | 2 |  |  | GT | Generators and Transformers | 2
EL | Electrical Services | PR | Protection | 2 |  |  | PR | Protection | 2
EL | Electrical Services | SW | Switches | 2 |  |  | SW | Switches | 2
FI | Fixtures and Fittings | BM | Boards and Mirrors | 2 | FI | Fixtures and Fittings | GE | General | 2
FI | Fixtures and Fittings | DI | Dispensers and Holders | 2 |  |  | BM | Boards and Mirrors | 2
FI | Fixtures and Fittings | GE | General | 2 |  |  | DI | Dispensers and Holders | 2
FI | Fixtures and Fittings | HR | Hooks, Brackets and Racks | 2 |  |  | HR | Hooks, Brackets and Racks | 2
FI | Fixtures and Fittings | RT | Rails and Tracks | 2 |  |  | RT | Rails and Tracks | 2
FL | Floors, Floor Finishes and Skirtings | CP | Carpet | 2 | FL | Floors, Floor Finishes and Skirtings | GE | General | 2
FL | Floors, Floor Finishes and Skirtings | GE | General | 2 |  |  | TI | Tiles | 2
FL | Floors, Floor Finishes and Skirtings | SK | Skirting | 2 |  |  | CP | Carpet | 2
FL | Floors, Floor Finishes and Skirtings | TI | Tiles | 2 |  |  | SK | Skirting | 2
FL | Floors, Floor Finishes and Skirtings | VY | Floor Vinyl, Linoleum and Rubber | 2 |  |  | VY | Floor Vinyl, Linoleum and Rubber | 2
FQ | Furniture and Non-medical Equipment | BS | Domestic Beds and Seating | 2 | FQ | Furniture and Non-medical Equipment | GE | General | 2
FQ | Furniture and Non-medical Equipment | CA | Catering and Kitchen Equipment | 2 |  |  | BS | Domestic Beds and Seating | 2
FQ | Furniture and Non-medical Equipment | CL | Cleaning, Laundry and Linen Services | 2 |  |  | CA | Catering and Kitchen Equipment | 2
FQ | Furniture and Non-medical Equipment | DW | Desks and Workstations | 2 |  |  | CL | Cleaning, Laundry and Linen Services | 2
FQ | Furniture and Non-medical Equipment | GE | General | 2 |  |  | DW | Desks and Workstations | 2
FQ | Furniture and Non-medical Equipment | SM | Storage Mobile | 2 |  |  | SM | Storage Mobile | 2
FQ | Furniture and Non-medical Equipment | SN | Storage Non-Mobile | 2 |  |  | SN | Storage Non-Mobile | 2
FQ | Furniture and Non-medical Equipment | TA | Tables | 2 |  |  | TA | Tables | 2
FQ | Furniture and Non-medical Equipment | WS | Waste Management Services | 2 |  |  | WS | Waste Management Services | 2
FS | Fire Services | DE | Detection | 2 | FS | Fire Services | GE | General | 2
FS | Fire Services | GE | General | 2 |  |  | SP | Suppression | 2
FS | Fire Services | SP | Suppression | 2 |  |  | DE | Detection | 2
HY | Hydraulic Services | BA | Basins, Baths and Sinks | 2 | HY | Hydraulic Services | GE | General | 2
HY | Hydraulic Services | DR | Drainage | 2 |  |  | BA | Basins, Baths and Sinks | 2
HY | Hydraulic Services | GE | General | 2 |  |  | DR | Drainage | 2
HY | Hydraulic Services | SH | Showers | 2 |  |  | SH | Showers | 2
HY | Hydraulic Services | TP | Tapware and Outlets | 2 |  |  | TP | Tapware and Outlets | 2
HY | Hydraulic Services | WC | Toilet Suites | 2 |  |  | WC | Toilet Suites | 2
IT | Information and Communications Services | AV | Audio Visual equipment | 2 | IT | Information and Communications Services | GE | General | 2
IT | Information and Communications Services | BU | Building Systems | 2 |  |  | CL | Clinical Systems and Nurse Call | 2
IT | Information and Communications Services | CL | Clinical Systems and Nurse Call | 2 |  |  | AV | Audio Visual equipment | 2
IT | Information and Communications Services | GE | General | 2 |  |  | BU | Building Systems | 2
IT | Information and Communications Services | IN | Infrastructure Passive | 2 |  |  | IN | Infrastructure Passive | 2
IT | Information and Communications Services | NE | Networked Equipment | 2 |  |  | NE | Networked Equipment | 2
IT | Information and Communications Services | SE | Security Systems | 2 |  |  | SE | Security Systems | 2
JO | Joinery | BE | Benches and Supports | 2 | JO | Joinery | GE | General | 2
JO | Joinery | BH | Bedheads | 2 |  |  | SP | Special Joinery | 2
JO | Joinery | CU | Cupboards | 2 |  |  | DW | Drawers and Drawer Units | 2
JO | Joinery | DW | Drawers and Drawer Units | 2 |  |  | SH | Shelves and Shelving Units | 2
JO | Joinery | GE | General | 2 |  |  | BE | Benches and Supports | 2
JO | Joinery | LK | Lockers | 2 |  |  | BH | Bedheads | 2
JO | Joinery | RS | Receptions and Staff Stations | 2 |  |  | CU | Cupboards | 2
JO | Joinery | SH | Shelves and Shelving Units | 2 |  |  | LK | Lockers | 2
JO | Joinery | SP | Special Joinery | 2 |  |  | RS | Receptions and Staff Stations | 2
LI | Lighting | FX | Light Fixtures | 2 | LI | Lighting | GE | General | 2
LI | Lighting | GE | General | 2 |  |  | FX | Light Fixtures | 2
LI | Lighting | PO | Portable Lights | 2 |  |  | PO | Portable Lights | 2
ME | Mechanical Services | EX | Extract | 2 | ME | Mechanical Services | GE | General | 2
ME | Mechanical Services | GE | General | 2 |  |  | EX | Extract | 2
ME | Mechanical Services | SU | Supply | 2 |  |  | SU | Supply | 2
MG | Medical Gas Systems | AS | Gas Outlets | 2 | MG | Medical Gas Systems | GE | General | 2
MG | Medical Gas Systems | FP | Flowmeters, Control Panels and Accessories | 2 |  |  | AS | Gas Outlets | 2
MG | Medical Gas Systems | GE | General | 2 |  |  | FP | Flowmeters, Control Panels and Accessories | 2
MI | Medical Imaging Equipment | AN | Angiography | 2 | MI | Medical Imaging Equipment | GE | General | 2
MI | Medical Imaging Equipment | BD | Bone Densitometry | 2 |  |  | SP | SPECT-CT and Gamma Camera | 2
MI | Medical Imaging Equipment | CC | Cardiac Catheter Laboratory | 2 |  |  | AN | Angiography | 2
MI | Medical Imaging Equipment | CT | CT Scanning | 2 |  |  | BD | Bone Densitometry | 2
MI | Medical Imaging Equipment | CY | Cyclotron | 2 |  |  | CC | Cardiac Catheter Laboratory | 2
MI | Medical Imaging Equipment | FL | Fluoroscopy | 2 |  |  | CT | CT Scanning | 2
MI | Medical Imaging Equipment | GE | General | 2 |  |  | CY | Cyclotron | 2
MI | Medical Imaging Equipment | MM | Mammography | 2 |  |  | FL | Fluoroscopy | 2
MI | Medical Imaging Equipment | MO | Mobile Imaging | 2 |  |  | MM | Mammography | 2
MI | Medical Imaging Equipment | MR | MRI Scanning | 2 |  |  | MO | Mobile Imaging | 2
MI | Medical Imaging Equipment | OC | OPG and Cone Beam CT | 2 |  |  | MR | MRI Scanning | 2
MI | Medical Imaging Equipment | PT | PET-CT and PET-MRI Scanning | 2 |  |  | OC | OPG and Cone Beam CT | 2
MI | Medical Imaging Equipment | SP | SPECT-CT and Gamma Camera | 2 |  |  | PT | PET-CT and PET-MRI Scanning | 2
MI | Medical Imaging Equipment | US | Ultrasound | 2 |  |  | US | Ultrasound | 2
MI | Medical Imaging Equipment | XR | General X-ray | 2 |  |  | XR | General X-ray | 2
MM | Medical and Laboratory Equipment | AH | Allied Health Equipment | 2 | MM | Medical and Laboratory Equipment | GE | General | 2
MM | Medical and Laboratory Equipment | BE | Beds and Transport Equipment | 2 |  |  | OP | Operating and Procedure Room Equipment | 2
MM | Medical and Laboratory Equipment | DN | Dental Equipment | 2 |  |  | SP | Services Pendants, Services Panels and Operating Lights | 2
MM | Medical and Laboratory Equipment | GE | General | 2 |  |  | BE | Beds and Transport Equipment | 2
MM | Medical and Laboratory Equipment | HA | High Acuity Equipment | 2 |  |  | AH | Allied Health Equipment | 2
MM | Medical and Laboratory Equipment | IC | Infection Control Equipment | 2 |  |  | DN | Dental Equipment | 2
MM | Medical and Laboratory Equipment | LA | Laboratory Equipment | 2 |  |  | HA | High Acuity Equipment | 2
MM | Medical and Laboratory Equipment | MA | Maternal and Infant Equipment | 2 |  |  | IC | Infection Control Equipment | 2
MM | Medical and Laboratory Equipment | MT | Mortuary Equipment | 2 |  |  | LA | Laboratory Equipment | 2
MM | Medical and Laboratory Equipment | OP | Operating and Procedure Room Equipment | 2 |  |  | MA | Maternal and Infant Equipment | 2
MM | Medical and Laboratory Equipment | PH | Pharmacy Equipment | 2 |  |  | MT | Mortuary Equipment | 2
MM | Medical and Laboratory Equipment | PM | Patient Monitoring | 2 |  |  | PH | Pharmacy Equipment | 2
MM | Medical and Laboratory Equipment | RA | Radiation Therapy Equipment | 2 |  |  | PM | Patient Monitoring | 2
MM | Medical and Laboratory Equipment | SP | Services Pendants, Services Panels and Operating Lights | 2 |  |  | RA | Radiation Therapy Equipment | 2
MM | Medical and Laboratory Equipment | TR | Clinical Trolleys | 2 |  |  | TR | Clinical Trolleys | 2
WI | Windows | FX | Fixed | 2 | WI | Windows | OP | Operable | 2
WI | Windows | OP | Operable | 2 |  |  | FX | Fixed | 2
WL | Walls and Wall Finishes | FI | Wall Finish | 2 | WL | Walls and Wall Finishes | FI | Wall Finish | 2
WL | Walls and Wall Finishes | GE | General | 2 |  |  | GE | General | 2
WL | Walls and Wall Finishes | PR | Wall Protection and Handrails | 2 |  |  | PR | Wall Protection and Handrails | 2
WL | Walls and Wall Finishes | PT | Partitions and Screens | 2 |  |  | PT | Partitions and Screens | 2
ZZ | PENDING PUBLICATION | PP | Pending Publication | 2 | ZZ | PENDING PUBLICATION | PP | Pending Publication | 2

## dRofus Item Groups - Applied (hidden)
Main group (Number) | Main group (Name) | Sub group (Number) | Sub group (Name) | Depth | Main group (Number) | Main group (Name) | Sub group (Number) | Sub group (Name) | Depth
AF | Applied Finishes | DFI | Door Finishes | 2 | AF | Applied Finishes | DFI | Door Finishes | 2
AF | Applied Finishes | DPR | Door Protection | 2 |  |  | DPR | Door Protection | 2
AF | Applied Finishes | JFI | Joinery Finishes | 2 |  |  | JFI | Joinery Finishes | 2
AF | Applied Finishes | WFI | Window Finishes | 2 |  |  | WFI | Window Finishes | 2
AH | Applied Hardware | DBL | Door Bolts | 2 | AH | Applied Hardware | DBL | Door Bolts | 2
AH | Applied Hardware | DEC | Door Electronic Controls | 2 |  |  | DEC | Door Electronic Controls | 2
AH | Applied Hardware | DEL | Door Electronic Locks and Latches | 2 |  |  | DEL | Door Electronic Locks and Latches | 2
AH | Applied Hardware | DHC | Door Hold and Close | 2 |  |  | DHC | Door Hold and Close | 2
AH | Applied Hardware | DHG | Door Hinges | 2 |  |  | DHG | Door Hinges | 2
AH | Applied Hardware | DHP | Door Handles and Plates | 2 |  |  | DHP | Door Handles and Plates | 2
AH | Applied Hardware | DLL | Door Locks and Latches | 2 |  |  | DLL | Door Locks and Latches | 2
AH | Applied Hardware | DMO | Door Motorisation | 2 |  |  | DMO | Door Motorisation | 2
AH | Applied Hardware | DSL | Door Seals | 2 |  |  | DSL | Door Seals | 2
AH | Applied Hardware | DSS | Door Sensors | 2 |  |  | DSS | Door Sensors | 2
AH | Applied Hardware | DST | Door Stops | 2 |  |  | DST | Door Stops | 2
AH | Applied Hardware | JHI | Joinery Hinges | 2 |  |  | JHI | Joinery Hinges | 2
AH | Applied Hardware | JHN | Joinery Handles | 2 |  |  | JHN | Joinery Handles | 2
AH | Applied Hardware | JLL | Joinery Locks and Latches | 2 |  |  | JLL | Joinery Locks and Latches | 2
AH | Applied Hardware | WCV | Window Coverings | 2 |  |  | WCV | Window Coverings | 2
AH | Applied Hardware | WHC | Window Hardware and Controls | 2 |  |  | WHC | Window Hardware and Controls | 2
AH | Applied Hardware | WSS | Window Sensors | 2 |  |  | WSS | Window Sensors | 2

## Structure sheet
Australasian Health Facility Guidelines
ITEM CONTROL SCHEDULE STRUCTURE SHEET
Each data sheet of items in their main groupings is structured as follows:
Excel Column | Column name | Purpose | Notes
A | Item code | Each item is given a unique alphanumerical code to identify it. | Refer notes below for details on how codes are structured.
B | Item description | The name of each item. | Names are formatted in accordance with the naming convention set out in this document.
C | ICS v1.11 Item Code(s) | The item code used in V1.11 of the ICS. | To assist teams in cross matching items between previous and current versions of the Standard Component documentation.
D | ICS v1.11 Item Description(s) | The item name used in V1.11 of the ICS. | To assist teams in cross matching items between previous and current versions of the Standard Component documentation.
E | Budget group | Identifies a starting point for nominating Group 1, 2 and 3 budget categories for each item. | Project teams should align budget groups as early as possible in the project with the client's preferred procurement methodologies. Refer AusHFG Part F - Implementation.
Budget Group 1 = items supplied and fixed by the contractor. These are included in the construction contract.
Budget Group 2 = items supplied by the client and fixed by the contractor. These include items that are transferred but require installation by the contractor.
Budget Group 3 = items supplied and installed by the client.
Budget Group 4 = consumable items purchased and installed by the client outside the capital budget.
F | Responsibility | Identifies a starting point for nominating which consultant discipline is responsible for the item. | ARCH = Architect, ENGG = Engineer, DOOR = Door (Architect), WIND = Window / Glazing (Architect), INDES = Interior Designer
G | In use in Standard Components | Identifies which items are used in currently published Standard Components. | True = in use in one or more currently published Standard Component. No = not in use in any currently published Standard Component.
H | AusHFG Revit Content: Family Name | Identifies the family name of items contained within the AusHFG Revit file. | This is for the purpose of navigating the AusHFG Revit model only. Note that some items in the AusHFG RDS are not modelled, e.g. minor items, optional items.
I | AusHFG Revit Content: Type Name | Indentifies the type name of items contained within the AusHFG Revit file. | This is for the purpose of navigating the AusHFG Revit model only. Note that some items in the AusHFG RDS are not modelled, e.g. minor items, optional items.
CODING CONVENTION |  | The alpha letters that represent the main and secondary groupings are joined to make the first four items in the item code.
After the alpha code, a three digit number provides a unique identifier for the item.
For example:
Main grouping
FL Floors, Floor Finishes and Skirtings
plus secondary grouping
CP Carpet
plus unique item identifier
006 FLOOR FINISH: carpet tiles
generates the code:
FLCP-006 FLOOR FINISH: carpet tiles
NAMING CONVENTION |  | The main descriptor is written in caps: CUPBOARD
If the main descriptor is followed by further descriptors, a colon is used to separate. Further descriptors are written in lower case (unless an acronym): CUPBOARD: tall OUTLET: MATV
Further descriptors are separated with commas, e.g. CUPBOARD: tall, double door, adj shelves
If finishes are specified in the AusHFG Standard Components, these are placed at the end of the item name: CUPBOARD: tall, double door, adj shelves, laminate finish
ACRONYMS, ABBREVIATIONS & DIMENSIONS |  | adj = adjustable | H = high
|  | c/o = clear opening | L = long
|  | c/w = complete with | W = wide
|  | AFFL = above finished floor level | D = deep
|  | C = centigrade | diam = diameter
nom = nominal
Where measurements are shown as part of an item description, they are in mm unless otherwise specified: WORKSTATION: straight, adjustable height, 720H nom, 600D x 1000W
All measurements (other than clear openings) are nominal. Clear opening measurements are minimum measurements.
JOINERY ITEM DIMENSIONS |  | Various joinery types are included in the ICS. Because of the high variability of joinery sizes, set out dimensions are assumed to be included in documentation prepared by the project team, or specified in sets of child items.
As a result, dimensions are not captured in joinery item descriptions, with the exception of benches and bench tops, where the depth of the bench is used as a primary item identifier as this is a functional feature important to users.
Room Layout Sheets can be referred to for overall joinery sizing.
CREATION OF NEW ITEMS |  | Each sub grouping of the AusHFG item library allows for up to 999 items to be coded. Item codes 001-499 are reserved for AusHFG use.
Project teams choosing to use the AusHFG coding system within a project can create new items using item codes 500-999.
For example:
A project team may be intalling an MRI imaging modality with three components that don't currently appear in the AusHFG ICS.
The team can create the items in the MMMI (Medical Imaging) grouping, from code number 500 onwards: MMMI-500, MMMI-501, MMMI-502

## Additional guidance
Australasian Health Facility Guidelines
ITEM CONTROL SCHEDULE - ADDITIONAL GUIDANCE
OVERVIEW | Finishes details
The AusHFG are a vital starting point for design based on research, clinical, consumer input and other evidence. The documentation conventions it uses support its primary role as a briefing and design tool for the development of healthcare facilities. It is expected that project teams will build on the level of data provided by the AusHFG, to suit project requirements. This guidance sheet provides further detail on the documentation conventions used the AusHFG data set, and provides additional guidance for teams who may choose to use the AusHFG documentation conventions for projects. | The AusHFG item control schedule includes a range of room finishes to support the functional specification of Standard Components. The details of each finish, which in the previous naming system were provided in separate fields, are included in the item name as illustrated below: FLOOR FINISH: carpet tiles WALL FINISH: paint, acrylic, washable CEILING: plasterboard, flush set, suspended, paint, scrub resistant For FFE items, the AusHFG item library does not typically describe finishes or materials. There are however some exceptions to this, which include shelving, bench top units and noticeboards. The material finish of these items is specified the AusHFG in order to ensure a minimum performance criteria can be achieved. Where items include a material specification, the material is listed at the end of the item. This example shows a selection of items for 750mm deep bench tops: BENCH: 750D, laminate BENCH: 750D, stainless steel BENCH: 750D, stainless steel lipped BENCH: 750D, solid surface
ITEM NAMING
The name of each AusHFG item firstly describes what the item is. After this, it describes what it is for or provides more detail about the item. For example: FLCP-006 FLOOR FINISH: carpet tiles FQTA-091 TABLE: overbed, mobile, height adjustable ITNE-071 TELEPHONE: handset, desktop In some instances, the main item descriptor is further augmented with details important to its function and/or the function of the Standard Component room it is located in. These details include functional, dimensional, locational and finishes details.
Dimensional details
Where dimensional and/or capacity details are important to the functionality of the item or to the Standard Component room the item is used in, those details are included in the item name. DOORS, in many instances, have clear openings specified for them in the AusHFG Standard Components. These clear openings are derived as part of the clinically moderated processes used to develop the Standard Components, and so are a key performance requirement for many of the door items. Where a clear opening (c/o) for a particular door has been derived, it is included in the item name: DOOR: hinged, 1 leaf, 950 clear opening, solid, standard vision panel DOOR: hinged, 1 1/2 leaves, 1400 clear opening, solid DOOR: sliding, bi-parting, 2 leaves, 1600 clear opening, fully glazed, framed Where critical to spatial planning or function, items have dimensional details specified for them in their name. These dimensional details are nominal and have been included in the item name in mm, often with abbreviations to indicate length, depth, height, etc.: WORKSTATION: straight, adjustable height, 720H nom, 750D x 1800W TABLE: rectangular, 750H, 1500L x 900W BENCH: 750D, laminate
USING THE AUSHFG DOCUMENTATION CONVENTIONS FOR PROJECTS
It is acknowledged that the AusHFG item coding and naming systems are often used in parallel to project teams' own systems, and that the architect's coding and naming system can be the one presented to clinical users during design. It is hoped the Item Control Schedule will support teams in managing documentation across the AusHFG and in-house systems. Teams are encouraged to be innovative in designing their documentation processes. They should not feel obligated to replicate techniques or formats used in the AusHFG documentation and project resources, if more efficient and user-friendly techniques are available and are supported by the client. For teams which choose to use the AusHFG coding and naming systems in their project documentation, the following paragraphs provide some suggested additional guidance and points to consider.
Locational details | Adding further detail to items - parent and child
In some instances, items have locations identified with them (e.g. ceiling mounted, wall mounted). This is to assist users in assessing bracketry or wall strengthening needs, to locate frequently occurring items within complex rooms and to allow create different BIM geometries for each locational variant. For example, commonly specified BRACKETS for patient entertainment screens are identified as being ceiling or wall mounted: BRACKET: patient entertainment system, fixed, wall mounted BRACKET: patient entertainment system, fixed, joinery mounted BRACKET: patient entertainment system, fixed, ceiling mounted JOINERY and FURNITURE item names identify where the item is under bench, wall mounted, etc. or where there are benchtop, wall mounted, floor standing, mobile, etc. variations of the item CUPBOARD: wall mounted, single door CUPBOARD: under bench, single door MULTIFUNCTION DEVICE: printer/copier/scanner/fax, desktop MULTIFUNCTION DEVICE: printer/copier/scanner/fax, floor standing GPO, DATA and MEDICAL GASES OUTLETS have location-specific codes and descriptors available for them: GPO: single, emergency power, wall mounted OUTLET: data, double RJ45, on services panel OUTLET: oxygen (O2), on services pendant | To allow for the expansion of generically briefed AusHFG items to include further detail generated during design, teams choosing to use the AusHFG coding and naming conventions may consider the use of ‘parent and child’ item relationships. Using this system, an AusHFG item can be considered a 'parent’ for which 'child' items can be created. Each of the child items inherit all the attributes and functions assigned to the parent, but is additionally differentiated.

## CL
Australasian Health Facility Guidelines
ICS DATA SHEET: CEILINGS AND CORNICES (CL)
PENDING AUSHFG REVIT MODEL UPDATE
Item Code | Item Description | ICS v1.11 Item Code(s) | ICS v1.11 Item Description(s) | Budget Group | Responsibility | In use within Standard Components | AusHFG Revit Content: Family Name | AusHFG Revit Content: Type Name
CLBK-011 | BULKHEAD: flush set | CLGE-001 | CEILING: plasterboard, bulkhead, paint | 1 | INDES | TRUE
CLBK-012 | BULKHEAD: flush set, acoustic |  |  | 1 | INDES | TRUE
CLBK-013 | BULKHEAD: flush set, moisture resistant |  |  | 1 | INDES | FALSE
CLBK-014 | BULKHEAD: flush set, impact resistant |  |  | 1 | INDES | FALSE
CLBK-015 | BULKHEAD: flush set, fire resistant |  |  | 1 | INDES | FALSE
CLBK-021 | BULKHEAD: timber panel, prefinished |  |  | 1 | INDES | FALSE
CLBK-026 | BULKHEAD: timber cladding, prefinished |  |  | 1 | INDES | FALSE
CLBK-031 | BULKHEAD: timber batten, prefinished |  |  | 1 | INDES | FALSE
CLCN-011 | CORNICE: shadow angle, prefinished | CLCN-002 | CORNICE: aluminium, 24mm shadow angle, powdercoat | 1 | INDES | TRUE
CLCN-021 | CORNICE: coved | CLCN-006; CLCN-005 | CORNICE: plasterboard, 90mm to match ceiling finish, paint; CORNICE: plasterboard, 50mm to match ceiling finish, paint | 1 | INDES | FALSE
CLCN-022 | CORNICE: coved, flush to wall and ceiling | CLCN-007 | CORNICE: plasterboard, flush coved between wall and ceiling, paint | 1 | INDES | FALSE
CLCN-031 | CORNICE: square set | CLCN-008 | CORNICE: square set flush between wall and ceiling, paint | 1 | INDES | TRUE
CLCN-041 | CORNICE: wall trim fixing, prefinished | CLCN-009 | CORNICE: wall trim fixing | 1 | INDES | TRUE
CLFI-001 | CEILING FINISH: paint |  |  | 1 | INDES | TRUE
CLFI-002 | CEILING FINISH: paint, clinical areas |  |  | 1 | INDES | TRUE
CLFI-003 | CEILING FINISH: paint, sterile areas |  |  | 1 | INDES | TRUE
CLFS-011 | CEILING: flush set, suspended | CLFS-005; CLFS-006 | CEILING: plasterboard, flush set, suspended, paint, scrub resistant; CEILING: plasterboard, flush set, suspended, paint, washable | 1 | INDES | TRUE
CLFS-012 | CEILING: flush set, suspended, acoustic |  |  | 1 | INDES | TRUE
CLFS-013 | CEILING: flush set, suspended, moisture resistant | CLFS-008; CLFS-009 | CEILING: plasterboard, water resistant, flush set, suspended, paint, scrub resistant; CEILING: plasterboard, water resistant, flush set, suspended, paint, washable | 1 | INDES | TRUE
CLFS-014 | CEILING: flush set, suspended, impact resistant |  |  | 1 | INDES | TRUE
CLFS-015 | CEILING: flush set, suspended, fire resistant |  |  | 1 | INDES | FALSE
CLGE-021 | CEILING: timber panel, prefinished |  |  | 1 | INDES | FALSE
CLGE-022 | CEILING: timber panel, acoustic, prefinished |  |  | 1 | INDES | FALSE
CLGE-026 | CEILING: timber cladding, prefinished |  |  | 1 | INDES | FALSE
CLGE-027 | CEILING: timber cladding, acoustic, prefinished |  |  | 1 | INDES | FALSE
CLGE-031 | CEILING: timber batten, prefinished |  |  | 1 | INDES | FALSE
CLGE-032 | CEILING: timber batten, acoustic, prefinished |  |  | 1 | INDES | FALSE
CLGE-041 | CEILING: cool room panels, prefinished |  |  | 1 | INDES | FALSE
CLGE-061 | ACOUSTIC TREATMENT: ceiling panel, prefinished |  |  | 1 | INDES | FALSE
CLGE-071 | ACOUSTIC TREATMENT: ceiling baffle, prefinished |  |  | 1 | INDES | FALSE
CLGE-072 | ACOUSTIC TREATMENT: ceiling baffle system, prefinished |  |  | 1 | INDES | FALSE
CLGE-076 | ACOUSTIC TREATMENT: ceiling baffle, suspended, prefinished |  |  | 1 | INDES | FALSE
CLGE-077 | ACOUSTIC TREATMENT: ceiling baffle system, suspended, prefinished |  |  | 1 | INDES | FALSE
CLTI-021 | CEILING: drop-in tiles, prefinished | CLTI-007 | CEILING: plasterboard, drop-in tiles, prefinished | 1 | INDES | TRUE
CLTI-021.01 | CEILING: drop-in tiles, prefinished, 600 x 600 | CLTI-009 | CEILING: plasterboard, drop-in tiles, prefinished, 600 x 600 | 1 | INDES | FALSE
CLTI-021.02 | CEILING: drop-in tiles, prefinished, 600 x 1200 | CLTI-008 | CEILING: plasterboard, drop-in tiles, prefinished, 600 x 1200 | 1 | INDES | TRUE
CLTI-022 | CEILING: drop-in tiles, acoustic, prefinished | CLTI-001 | CEILING: acoustic, drop-in tiles | 1 | INDES | TRUE
CLTI-022.01 | CEILING: drop-in tiles, acoustic, prefinished, 600 x 600 | CLTI-003 | CEILING: acoustic, drop-in tiles, 600 x 600 | 1 | INDES | TRUE
CLTI-022.02 | CEILING: drop-in tiles, acoustic, prefinished, 600 x 1200 | CLTI-002 | CEILING: acoustic, drop-in tiles, 600 x 1200 | 1 | INDES | TRUE
CLTI-023 | CEILING: drop-in tiles, anti-microbial, prefinished |  |  | 1 | INDES | FALSE
CLTI-023.01 | CEILING: drop-in tiles, anti-microbial, prefinished, 600 x 600 |  |  | 1 | INDES | FALSE
CLTI-023.02 | CEILING: drop-in tiles, anti-microbial, prefinished, 600 x 1200 |  |  | 1 | INDES | TRUE
CLTI-024 | CEILING: drop-in tiles, anti-microbial, acoustic, prefinished |  |  | 1 | INDES | FALSE
CLTI-024.01 | CEILING: drop-in tiles, anti-microbial, acoustic, prefinished, 600 x 600 |  |  | 1 | INDES | FALSE
CLTI-024.02 | CEILING: drop-in tiles, anti-microbial, acoustic, prefinished, 600 x 1200 |  |  | 1 | INDES | TRUE
CLTI-025 | CEILING: drop-in tiles, moisture resistant, prefinished | CLTI-013 | CEILING: plasterboard, water resistant, drop-in tiles, prefinished | 1 | INDES | FALSE
CLTI-025.01 | CEILING: drop-in tiles, moisture resistant, prefinished, 600 x 600 | CLTI-015 | CEILING: plasterboard, water resistant, drop-in tiles, prefinished, 600 x 600 | 1 | INDES | FALSE
CLTI-025.02 | CEILING: drop-in tiles, moisture resistant, prefinished, 600 x 1200 | CLTI-014 | CEILING: plasterboard, water resistant, drop-in tiles, prefinished, 600 x 1200 | 1 | INDES | FALSE

## DO
Australasian Health Facility Guidelines
ICS DATA SHEET: DOORS (DO)
PENDING AUSHFG REVIT MODEL UPDATE
Item Code | Item Description | ICS v1.11 Item Code(s) | ICS v1.11 Item Description(s) | Budget Group | Responsibility | In use within Standard Components | AusHFG Revit Content: Family Name | AusHFG Revit Content: Type Name
DOFD-001 | DOOR: folding, 2 leaves, 950 clear opening, solid |  |  | 1 | DOOR | FALSE
DOFD-002 | DOOR: folding, 2 leaves, 1000 clear opening, solid |  |  | 1 | DOOR | FALSE
DOFD-003 | DOOR: folding, 2 leaves, 1100 clear opening, solid |  |  | 1 | DOOR | FALSE
DOFD-004 | DOOR: folding, 2 leaves, 1200 clear opening, solid |  |  | 1 | DOOR | FALSE
DOFD-005 | DOOR: folding, 2 leaves, 1300 clear opening, solid |  |  | 1 | DOOR | FALSE
DOFD-006 | DOOR: folding, 2 leaves, 1400 clear opening, solid |  |  | 1 | DOOR | FALSE
DOFD-007 | DOOR: folding, 2 leaves, 1500 clear opening, solid |  |  | 1 | DOOR | FALSE
DOFD-011 | DOOR: folding, 2 leaves, 950 clear opening, solid, standard vison panel |  |  | 1 | DOOR | FALSE
DOFD-012 | DOOR: folding, 2 leaves, 1000 clear opening, solid, standard vison panel |  |  | 1 | DOOR | FALSE
DOFD-013 | DOOR: folding, 2 leaves, 1100 clear opening, solid, standard vison panel |  |  | 1 | DOOR | FALSE
DOFD-014 | DOOR: folding, 2 leaves, 1200 clear opening, solid, standard vison panel |  |  | 1 | DOOR | FALSE
DOFD-015 | DOOR: folding, 2 leaves, 1300 clear opening, solid, standard vison panel |  |  | 1 | DOOR | FALSE
DOFD-016 | DOOR: folding, 2 leaves, 1400 clear opening, solid, standard vison panel |  |  | 1 | DOOR | FALSE
DOFD-017 | DOOR: folding, 2 leaves, 1500 clear opening, solid, standard vison panel |  |  | 1 | DOOR | FALSE
DOFD-021 | DOOR: folding, 2 leaves, 950 clear opening, solid, small vison panel |  |  | 1 | DOOR | FALSE
DOFD-022 | DOOR: folding, 2 leaves, 1000 clear opening, solid, small vison panel |  |  | 1 | DOOR | FALSE
DOFD-023 | DOOR: folding, 2 leaves, 1100 clear opening, solid, small vison panel |  |  | 1 | DOOR | FALSE
DOFD-024 | DOOR: folding, 2 leaves, 1200 clear opening, solid, small vison panel |  |  | 1 | DOOR | FALSE
DOFD-025 | DOOR: folding, 2 leaves, 1300 clear opening, solid, small vison panel |  |  | 1 | DOOR | FALSE
DOFD-026 | DOOR: folding, 2 leaves, 1400 clear opening, solid, small vison panel |  |  | 1 | DOOR | FALSE
DOFD-027 | DOOR: folding, 2 leaves, 1500 clear opening, solid, small vison panel |  |  | 1 | DOOR | FALSE
DOFD-031 | DOOR: folding, 2 leaves, 950 clear opening, solid, tall vison panel |  |  | 1 | DOOR | FALSE
DOFD-032 | DOOR: folding, 2 leaves, 1000 clear opening, solid, tall vison panel |  |  | 1 | DOOR | FALSE
DOFD-033 | DOOR: folding, 2 leaves, 1100 clear opening, solid, tall vison panel |  |  | 1 | DOOR | FALSE
DOFD-034 | DOOR: folding, 2 leaves, 1200 clear opening, solid, tall vison panel |  |  | 1 | DOOR | FALSE
DOFD-035 | DOOR: folding, 2 leaves, 1300 clear opening, solid, tall vison panel |  |  | 1 | DOOR | FALSE
DOFD-036 | DOOR: folding, 2 leaves, 1400 clear opening, solid, tall vison panel |  |  | 1 | DOOR | FALSE
DOFD-037 | DOOR: folding, 2 leaves, 1500 clear opening, solid, tall vison panel |  |  | 1 | DOOR | FALSE
DOFD-041 | DOOR: folding, 2 leaves, 950 clear opening, solid, wide vison panel |  |  | 1 | DOOR | FALSE
DOFD-042 | DOOR: folding, 2 leaves, 1000 clear opening, solid, wide vison panel |  |  | 1 | DOOR | FALSE
DOFD-043 | DOOR: folding, 2 leaves, 1100 clear opening, solid, wide vison panel |  |  | 1 | DOOR | FALSE
DOFD-044 | DOOR: folding, 2 leaves, 1200 clear opening, solid, wide vison panel |  |  | 1 | DOOR | FALSE
DOFD-045 | DOOR: folding, 2 leaves, 1300 clear opening, solid, wide vison panel |  |  | 1 | DOOR | FALSE
DOFD-046 | DOOR: folding, 2 leaves, 1400 clear opening, solid, wide vison panel |  |  | 1 | DOOR | FALSE
DOFD-047 | DOOR: folding, 2 leaves, 1500 clear opening, solid, wide vison panel |  |  | 1 | DOOR | FALSE
DOFD-061 | DOOR: folding, 2 leaves, 950 clear opening, fully glazed, framed |  |  | 1 | DOOR | FALSE
DOFD-062 | DOOR: folding, 2 leaves, 1000 clear opening, fully glazed, framed |  |  | 1 | DOOR | FALSE
DOFD-063 | DOOR: folding, 2 leaves, 1100 clear opening, fully glazed, framed |  |  | 1 | DOOR | FALSE
DOFD-064 | DOOR: folding, 2 leaves, 1200 clear opening, fully glazed, framed |  |  | 1 | DOOR | FALSE
DOFD-065 | DOOR: folding, 2 leaves, 1300 clear opening, fully glazed, framed |  |  | 1 | DOOR | FALSE
DOFD-066 | DOOR: folding, 2 leaves, 1400 clear opening, fully glazed, framed |  |  | 1 | DOOR | FALSE
DOFD-067 | DOOR: folding, 2 leaves, 1500 clear opening, fully glazed, framed |  |  | 1 | DOOR | FALSE
DOFD-071 | DOOR: folding, 2 leaves, 950 clear opening, fully glazed, framed with mid-rail |  |  | 1 | DOOR | FALSE
DOFD-072 | DOOR: folding, 2 leaves, 1000 clear opening, fully glazed, framed with mid-rail |  |  | 1 | DOOR | FALSE
DOFD-073 | DOOR: folding, 2 leaves, 1100 clear opening, fully glazed, framed with mid-rail |  |  | 1 | DOOR | FALSE
DOFD-074 | DOOR: folding, 2 leaves, 1200 clear opening, fully glazed, framed with mid-rail |  |  | 1 | DOOR | FALSE
DOFD-075 | DOOR: folding, 2 leaves, 1300 clear opening, fully glazed, framed with mid-rail |  |  | 1 | DOOR | FALSE
DOFD-076 | DOOR: folding, 2 leaves, 1400 clear opening, fully glazed, framed with mid-rail |  |  | 1 | DOOR | FALSE
DOFD-077 | DOOR: folding, 2 leaves, 1500 clear opening, fully glazed, framed with mid-rail |  |  | 1 | DOOR | FALSE
DOFD-081 | DOOR: folding, 2 leaves, 950 clear opening, fully glazed, frameless |  |  | 1 | DOOR | FALSE
DOFD-082 | DOOR: folding, 2 leaves, 1000 clear opening, fully glazed, frameless |  |  | 1 | DOOR | FALSE
DOFD-083 | DOOR: folding, 2 leaves, 1100 clear opening, fully glazed, frameless |  |  | 1 | DOOR | FALSE
DOFD-084 | DOOR: folding, 2 leaves, 1200 clear opening, fully glazed, frameless |  |  | 1 | DOOR | FALSE
DOFD-085 | DOOR: folding, 2 leaves, 1300 clear opening, fully glazed, frameless |  |  | 1 | DOOR | FALSE
DOFD-086 | DOOR: folding, 2 leaves, 1400 clear opening, fully glazed, frameless |  |  | 1 | DOOR | FALSE
DOFD-087 | DOOR: folding, 2 leaves, 1500 clear opening, fully glazed, frameless |  |  | 1 | DOOR | FALSE
DOFD-101 | DOOR: folding, 3 leaves, 1800 clear opening, solid |  |  | 1 | DOOR | FALSE
DOFD-102 | DOOR: folding, 3 leaves, 1900 clear opening, solid |  |  | 1 | DOOR | FALSE
DOFD-103 | DOOR: folding, 3 leaves, 2000 clear opening, solid |  |  | 1 | DOOR | FALSE
DOFD-104 | DOOR: folding, 3 leaves, 2100 clear opening, solid |  |  | 1 | DOOR | FALSE
DOFD-105 | DOOR: folding, 3 leaves, 2200 clear opening, solid |  |  | 1 | DOOR | FALSE
DOFD-106 | DOOR: folding, 3 leaves, 2300 clear opening, solid |  |  | 1 | DOOR | FALSE
DOFD-107 | DOOR: folding, 3 leaves, 2400 clear opening, solid |  |  | 1 | DOOR | FALSE
DOFD-108 | DOOR: folding, 3 leaves, 2500 clear opening, solid |  |  | 1 | DOOR | FALSE
DOFD-109 | DOOR: folding, 3 leaves, 2600 clear opening, solid |  |  | 1 | DOOR | FALSE
DOFD-111 | DOOR: folding, 3 leaves, 1800 clear opening, solid, standard vison panel |  |  | 1 | DOOR | FALSE
DOFD-112 | DOOR: folding, 3 leaves, 1900 clear opening, solid, standard vison panel |  |  | 1 | DOOR | FALSE
DOFD-113 | DOOR: folding, 3 leaves, 2000 clear opening, solid, standard vison panel |  |  | 1 | DOOR | FALSE
DOFD-114 | DOOR: folding, 3 leaves, 2100 clear opening, solid, standard vison panel |  |  | 1 | DOOR | FALSE
DOFD-115 | DOOR: folding, 3 leaves, 2200 clear opening, solid, standard vison panel |  |  | 1 | DOOR | FALSE
DOFD-116 | DOOR: folding, 3 leaves, 2300 clear opening, solid, standard vison panel |  |  | 1 | DOOR | FALSE
DOFD-117 | DOOR: folding, 3 leaves, 2400 clear opening, solid, standard vison panel |  |  | 1 | DOOR | FALSE
DOFD-118 | DOOR: folding, 3 leaves, 2500 clear opening, solid, standard vison panel |  |  | 1 | DOOR | FALSE
DOFD-119 | DOOR: folding, 3 leaves, 2600 clear opening, solid, standard vison panel |  |  | 1 | DOOR | FALSE
DOFD-121 | DOOR: folding, 3 leaves, 1800 clear opening, solid, small vison panel |  |  | 1 | DOOR | FALSE
DOFD-122 | DOOR: folding, 3 leaves, 1900 clear opening, solid, small vison panel |  |  | 1 | DOOR | FALSE
DOFD-123 | DOOR: folding, 3 leaves, 2000 clear opening, solid, small vison panel |  |  | 1 | DOOR | FALSE
DOFD-124 | DOOR: folding, 3 leaves, 2100 clear opening, solid, small vison panel |  |  | 1 | DOOR | FALSE
DOFD-125 | DOOR: folding, 3 leaves, 2200 clear opening, solid, small vison panel |  |  | 1 | DOOR | FALSE
DOFD-126 | DOOR: folding, 3 leaves, 2300 clear opening, solid, small vison panel |  |  | 1 | DOOR | FALSE
DOFD-127 | DOOR: folding, 3 leaves, 2400 clear opening, solid, small vison panel |  |  | 1 | DOOR | FALSE
DOFD-128 | DOOR: folding, 3 leaves, 2500 clear opening, solid, small vison panel |  |  | 1 | DOOR | FALSE
DOFD-129 | DOOR: folding, 3 leaves, 2600 clear opening, solid, small vison panel |  |  | 1 | DOOR | FALSE
DOFD-131 | DOOR: folding, 3 leaves, 1800 clear opening, solid, tall vison panel |  |  | 1 | DOOR | FALSE
DOFD-132 | DOOR: folding, 3 leaves, 1900 clear opening, solid, tall vison panel |  |  | 1 | DOOR | FALSE
DOFD-133 | DOOR: folding, 3 leaves, 2000 clear opening, solid, tall vison panel |  |  | 1 | DOOR | FALSE
DOFD-134 | DOOR: folding, 3 leaves, 2100 clear opening, solid, tall vison panel |  |  | 1 | DOOR | FALSE
DOFD-135 | DOOR: folding, 3 leaves, 2200 clear opening, solid, tall vison panel |  |  | 1 | DOOR | FALSE
DOFD-136 | DOOR: folding, 3 leaves, 2300 clear opening, solid, tall vison panel |  |  | 1 | DOOR | FALSE
DOFD-137 | DOOR: folding, 3 leaves, 2400 clear opening, solid, tall vison panel |  |  | 1 | DOOR | FALSE
DOFD-138 | DOOR: folding, 3 leaves, 2500 clear opening, solid, tall vison panel |  |  | 1 | DOOR | FALSE
DOFD-139 | DOOR: folding, 3 leaves, 2600 clear opening, solid, tall vison panel |  |  | 1 | DOOR | FALSE
DOFD-141 | DOOR: folding, 3 leaves, 1800 clear opening, solid, wide vison panel |  |  | 1 | DOOR | FALSE
DOFD-142 | DOOR: folding, 3 leaves, 1900 clear opening, solid, wide vison panel |  |  | 1 | DOOR | FALSE
DOFD-143 | DOOR: folding, 3 leaves, 2000 clear opening, solid, wide vison panel |  |  | 1 | DOOR | FALSE
DOFD-144 | DOOR: folding, 3 leaves, 2100 clear opening, solid, wide vison panel |  |  | 1 | DOOR | FALSE
DOFD-145 | DOOR: folding, 3 leaves, 2200 clear opening, solid, wide vison panel |  |  | 1 | DOOR | FALSE
DOFD-146 | DOOR: folding, 3 leaves, 2300 clear opening, solid, wide vison panel |  |  | 1 | DOOR | FALSE
DOFD-147 | DOOR: folding, 3 leaves, 2400 clear opening, solid, wide vison panel |  |  | 1 | DOOR | FALSE
DOFD-148 | DOOR: folding, 3 leaves, 2500 clear opening, solid, wide vison panel |  |  | 1 | DOOR | FALSE
DOFD-149 | DOOR: folding, 3 leaves, 2600 clear opening, solid, wide vison panel |  |  | 1 | DOOR | FALSE
DOFD-161 | DOOR: folding, 3 leaves, 1800 clear opening, fully glazed, framed |  |  | 1 | DOOR | FALSE
DOFD-162 | DOOR: folding, 3 leaves, 1900 clear opening, fully glazed, framed |  |  | 1 | DOOR | FALSE
DOFD-163 | DOOR: folding, 3 leaves, 2000 clear opening, fully glazed, framed |  |  | 1 | DOOR | FALSE
DOFD-164 | DOOR: folding, 3 leaves, 2100 clear opening, fully glazed, framed |  |  | 1 | DOOR | FALSE
DOFD-165 | DOOR: folding, 3 leaves, 2200 clear opening, fully glazed, framed |  |  | 1 | DOOR | FALSE
DOFD-166 | DOOR: folding, 3 leaves, 2300 clear opening, fully glazed, framed |  |  | 1 | DOOR | FALSE
DOFD-167 | DOOR: folding, 3 leaves, 2400 clear opening, fully glazed, framed |  |  | 1 | DOOR | FALSE
DOFD-168 | DOOR: folding, 3 leaves, 2500 clear opening, fully glazed, framed |  |  | 1 | DOOR | FALSE
DOFD-169 | DOOR: folding, 3 leaves, 2600 clear opening, fully glazed, framed |  |  | 1 | DOOR | FALSE
DOFD-171 | DOOR: folding, 3 leaves, 1800 clear opening, fully glazed, framed with mid-rail |  |  | 1 | DOOR | FALSE
DOFD-172 | DOOR: folding, 3 leaves, 1900 clear opening, fully glazed, framed with mid-rail |  |  | 1 | DOOR | FALSE
DOFD-173 | DOOR: folding, 3 leaves, 2000 clear opening, fully glazed, framed with mid-rail |  |  | 1 | DOOR | FALSE
DOFD-174 | DOOR: folding, 3 leaves, 2100 clear opening, fully glazed, framed with mid-rail |  |  | 1 | DOOR | FALSE
DOFD-175 | DOOR: folding, 3 leaves, 2200 clear opening, fully glazed, framed with mid-rail |  |  | 1 | DOOR | FALSE
DOFD-176 | DOOR: folding, 3 leaves, 2300 clear opening, fully glazed, framed with mid-rail |  |  | 1 | DOOR | FALSE
DOFD-177 | DOOR: folding, 3 leaves, 2400 clear opening, fully glazed, framed with mid-rail |  |  | 1 | DOOR | FALSE
DOFD-178 | DOOR: folding, 3 leaves, 2500 clear opening, fully glazed, framed with mid-rail |  |  | 1 | DOOR | FALSE
DOFD-179 | DOOR: folding, 3 leaves, 2600 clear opening, fully glazed, framed with mid-rail |  |  | 1 | DOOR | FALSE
DOFD-181 | DOOR: folding, 3 leaves, 1800 clear opening, fully glazed, frameless |  |  | 1 | DOOR | FALSE
DOFD-182 | DOOR: folding, 3 leaves, 1900 clear opening, fully glazed, frameless |  |  | 1 | DOOR | FALSE
DOFD-183 | DOOR: folding, 3 leaves, 2000 clear opening, fully glazed, frameless |  |  | 1 | DOOR | FALSE
DOFD-184 | DOOR: folding, 3 leaves, 2100 clear opening, fully glazed, frameless |  |  | 1 | DOOR | FALSE
DOFD-185 | DOOR: folding, 3 leaves, 2200 clear opening, fully glazed, frameless |  |  | 1 | DOOR | FALSE
DOFD-186 | DOOR: folding, 3 leaves, 2300 clear opening, fully glazed, frameless |  |  | 1 | DOOR | FALSE
DOFD-187 | DOOR: folding, 3 leaves, 2400 clear opening, fully glazed, frameless |  |  | 1 | DOOR | FALSE
DOFD-188 | DOOR: folding, 3 leaves, 2500 clear opening, fully glazed, frameless |  |  | 1 | DOOR | FALSE
DOFD-189 | DOOR: folding, 3 leaves, 2600 clear opening, fully glazed, frameless |  |  | 1 | DOOR | FALSE
DOFD-201 | DOOR: folding, 4 leaves, 1800 clear opening, solid |  |  | 1 | DOOR | FALSE
DOFD-202 | DOOR: folding, 4 leaves, 2100 clear opening, solid |  |  | 1 | DOOR | FALSE
DOFD-203 | DOOR: folding, 4 leaves, 2400 clear opening, solid |  |  | 1 | DOOR | FALSE
DOFD-204 | DOOR: folding, 4 leaves, 2700 clear opening, solid |  |  | 1 | DOOR | FALSE
DOFD-205 | DOOR: folding, 4 leaves, 3000 clear opening, solid |  |  | 1 | DOOR | FALSE
DOFD-206 | DOOR: folding, 4 leaves, 3300 clear opening, solid |  |  | 1 | DOOR | FALSE
DOFD-207 | DOOR: folding, 4 leaves, 3600 clear opening, solid |  |  | 1 | DOOR | FALSE
DOFD-211 | DOOR: folding, 4 leaves, 1800 clear opening, solid, standard vison panel |  |  | 1 | DOOR | FALSE
DOFD-212 | DOOR: folding, 4 leaves, 2100 clear opening, solid, standard vison panel |  |  | 1 | DOOR | FALSE
DOFD-213 | DOOR: folding, 4 leaves, 2400 clear opening, solid, standard vison panel |  |  | 1 | DOOR | FALSE
DOFD-214 | DOOR: folding, 4 leaves, 2700 clear opening, solid, standard vison panel |  |  | 1 | DOOR | FALSE
DOFD-215 | DOOR: folding, 4 leaves, 3000 clear opening, solid, standard vison panel |  |  | 1 | DOOR | FALSE
DOFD-216 | DOOR: folding, 4 leaves, 3300 clear opening, solid, standard vison panel |  |  | 1 | DOOR | FALSE
DOFD-217 | DOOR: folding, 4 leaves, 3600 clear opening, solid, standard vison panel |  |  | 1 | DOOR | FALSE
DOFD-221 | DOOR: folding, 4 leaves, 1800 clear opening, solid, small vison panel |  |  | 1 | DOOR | FALSE
DOFD-222 | DOOR: folding, 4 leaves, 2100 clear opening, solid, small vison panel |  |  | 1 | DOOR | FALSE
DOFD-223 | DOOR: folding, 4 leaves, 2400 clear opening, solid, small vison panel |  |  | 1 | DOOR | FALSE
DOFD-224 | DOOR: folding, 4 leaves, 2700 clear opening, solid, small vison panel |  |  | 1 | DOOR | FALSE
DOFD-225 | DOOR: folding, 4 leaves, 3000 clear opening, solid, small vison panel |  |  | 1 | DOOR | FALSE
DOFD-226 | DOOR: folding, 4 leaves, 3300 clear opening, solid, small vison panel |  |  | 1 | DOOR | FALSE
DOFD-227 | DOOR: folding, 4 leaves, 3600 clear opening, solid, small vison panel |  |  | 1 | DOOR | FALSE
DOFD-231 | DOOR: folding, 4 leaves, 1800 clear opening, solid, tall vison panel |  |  | 1 | DOOR | FALSE
DOFD-232 | DOOR: folding, 4 leaves, 2100 clear opening, solid, tall vison panel |  |  | 1 | DOOR | FALSE
DOFD-233 | DOOR: folding, 4 leaves, 2400 clear opening, solid, tall vison panel |  |  | 1 | DOOR | FALSE
DOFD-234 | DOOR: folding, 4 leaves, 2700 clear opening, solid, tall vison panel |  |  | 1 | DOOR | FALSE
DOFD-235 | DOOR: folding, 4 leaves, 3000 clear opening, solid, tall vison panel |  |  | 1 | DOOR | FALSE
DOFD-236 | DOOR: folding, 4 leaves, 3300 clear opening, solid, tall vison panel |  |  | 1 | DOOR | FALSE
DOFD-237 | DOOR: folding, 4 leaves, 3600 clear opening, solid, tall vison panel |  |  | 1 | DOOR | FALSE
DOFD-241 | DOOR: folding, 4 leaves, 1800 clear opening, solid, wide vison panel |  |  | 1 | DOOR | FALSE
DOFD-242 | DOOR: folding, 4 leaves, 2100 clear opening, solid, wide vison panel |  |  | 1 | DOOR | FALSE
DOFD-243 | DOOR: folding, 4 leaves, 2400 clear opening, solid, wide vison panel |  |  | 1 | DOOR | FALSE
DOFD-244 | DOOR: folding, 4 leaves, 2700 clear opening, solid, wide vison panel |  |  | 1 | DOOR | FALSE
DOFD-245 | DOOR: folding, 4 leaves, 3000 clear opening, solid, wide vison panel |  |  | 1 | DOOR | FALSE
DOFD-246 | DOOR: folding, 4 leaves, 3300 clear opening, solid, wide vison panel |  |  | 1 | DOOR | FALSE
DOFD-247 | DOOR: folding, 4 leaves, 3600 clear opening, solid, wide vison panel |  |  | 1 | DOOR | FALSE
DOFD-261 | DOOR: folding, 4 leaves, 1800 clear opening, fully glazed, framed |  |  | 1 | DOOR | FALSE
DOFD-262 | DOOR: folding, 4 leaves, 2100 clear opening, fully glazed, framed |  |  | 1 | DOOR | FALSE
DOFD-263 | DOOR: folding, 4 leaves, 2400 clear opening, fully glazed, framed |  |  | 1 | DOOR | FALSE
DOFD-264 | DOOR: folding, 4 leaves, 2700 clear opening, fully glazed, framed |  |  | 1 | DOOR | FALSE
DOFD-265 | DOOR: folding, 4 leaves, 3000 clear opening, fully glazed, framed |  |  | 1 | DOOR | FALSE
DOFD-266 | DOOR: folding, 4 leaves, 3300 clear opening, fully glazed, framed |  |  | 1 | DOOR | FALSE
DOFD-267 | DOOR: folding, 4 leaves, 3600 clear opening, fully glazed, framed |  |  | 1 | DOOR | FALSE
DOFD-271 | DOOR: folding, 4 leaves, 1800 clear opening, fully glazed, framed with mid-rail |  |  | 1 | DOOR | FALSE
DOFD-272 | DOOR: folding, 4 leaves, 2100 clear opening, fully glazed, framed with mid-rail |  |  | 1 | DOOR | FALSE
DOFD-273 | DOOR: folding, 4 leaves, 2400 clear opening, fully glazed, framed with mid-rail |  |  | 1 | DOOR | FALSE
DOFD-274 | DOOR: folding, 4 leaves, 2700 clear opening, fully glazed, framed with mid-rail |  |  | 1 | DOOR | FALSE
DOFD-275 | DOOR: folding, 4 leaves, 3000 clear opening, fully glazed, framed with mid-rail |  |  | 1 | DOOR | FALSE
DOFD-276 | DOOR: folding, 4 leaves, 3300 clear opening, fully glazed, framed with mid-rail |  |  | 1 | DOOR | FALSE
DOFD-277 | DOOR: folding, 4 leaves, 3600 clear opening, fully glazed, framed with mid-rail |  |  | 1 | DOOR | FALSE
DOFD-281 | DOOR: folding, 4 leaves, 1800 clear opening, fully glazed, frameless |  |  | 1 | DOOR | FALSE
DOFD-282 | DOOR: folding, 4 leaves, 2100 clear opening, fully glazed, frameless |  |  | 1 | DOOR | FALSE
DOFD-283 | DOOR: folding, 4 leaves, 2400 clear opening, fully glazed, frameless |  |  | 1 | DOOR | FALSE
DOFD-284 | DOOR: folding, 4 leaves, 2700 clear opening, fully glazed, frameless |  |  | 1 | DOOR | FALSE
DOFD-285 | DOOR: folding, 4 leaves, 3000 clear opening, fully glazed, frameless |  |  | 1 | DOOR | FALSE
DOFD-286 | DOOR: folding, 4 leaves, 3300 clear opening, fully glazed, frameless |  |  | 1 | DOOR | FALSE
DOFD-287 | DOOR: folding, 4 leaves, 3600 clear opening, fully glazed, frameless |  |  | 1 | DOOR | FALSE
DOFD-301 | DOOR: folding, bi-parting, 4 leaves, 1800 clear opening, solid | DWGE-017 | DOOR: concertina folding leaf | 1 | DOOR | FALSE
DOFD-302 | DOOR: folding, bi-parting, 4 leaves, 2100 clear opening, solid | DWGE-015 | DOOR: concertina folding leaf | 1 | DOOR | FALSE
DOFD-303 | DOOR: folding, bi-parting, 4 leaves, 2400 clear opening, solid |  |  | 1 | DOOR | FALSE
DOFD-304 | DOOR: folding, bi-parting, 4 leaves, 2700 clear opening, solid |  |  | 1 | DOOR | FALSE
DOFD-305 | DOOR: folding, bi-parting, 4 leaves, 3000 clear opening, solid |  |  | 1 | DOOR | FALSE
DOFD-306 | DOOR: folding, bi-parting, 4 leaves, 3300 clear opening, solid |  |  | 1 | DOOR | FALSE
DOFD-307 | DOOR: folding, bi-parting, 4 leaves, 3600 clear opening, solid |  |  | 1 | DOOR | FALSE
DOFD-311 | DOOR: folding, bi-parting, 4 leaves, 1800 clear opening, solid, standard vison panel |  |  | 1 | DOOR | FALSE
DOFD-312 | DOOR: folding, bi-parting, 4 leaves, 2100 clear opening, solid, standard vison panel |  |  | 1 | DOOR | FALSE
DOFD-313 | DOOR: folding, bi-parting, 4 leaves, 2400 clear opening, solid, standard vison panel |  |  | 1 | DOOR | FALSE
DOFD-314 | DOOR: folding, bi-parting, 4 leaves, 2700 clear opening, solid, standard vison panel |  |  | 1 | DOOR | FALSE
DOFD-315 | DOOR: folding, bi-parting, 4 leaves, 3000 clear opening, solid, standard vison panel |  |  | 1 | DOOR | FALSE
DOFD-316 | DOOR: folding, bi-parting, 4 leaves, 3300 clear opening, solid, standard vison panel |  |  | 1 | DOOR | FALSE
DOFD-317 | DOOR: folding, bi-parting, 4 leaves, 3600 clear opening, solid, standard vison panel |  |  | 1 | DOOR | FALSE
DOFD-321 | DOOR: folding, bi-parting, 4 leaves, 1800 clear opening, solid, small vison panel |  |  | 1 | DOOR | FALSE
DOFD-322 | DOOR: folding, bi-parting, 4 leaves, 2100 clear opening, solid, small vison panel |  |  | 1 | DOOR | FALSE
DOFD-323 | DOOR: folding, bi-parting, 4 leaves, 2400 clear opening, solid, small vison panel |  |  | 1 | DOOR | FALSE
DOFD-324 | DOOR: folding, bi-parting, 4 leaves, 2700 clear opening, solid, small vison panel |  |  | 1 | DOOR | FALSE
DOFD-325 | DOOR: folding, bi-parting, 4 leaves, 3000 clear opening, solid, small vison panel |  |  | 1 | DOOR | FALSE
DOFD-326 | DOOR: folding, bi-parting, 4 leaves, 3300 clear opening, solid, small vison panel |  |  | 1 | DOOR | FALSE
DOFD-327 | DOOR: folding, bi-parting, 4 leaves, 3600 clear opening, solid, small vison panel |  |  | 1 | DOOR | FALSE
DOFD-331 | DOOR: folding, bi-parting, 4 leaves, 1800 clear opening, solid, tall vison panel |  |  | 1 | DOOR | FALSE
DOFD-332 | DOOR: folding, bi-parting, 4 leaves, 2100 clear opening, solid, tall vison panel |  |  | 1 | DOOR | FALSE
DOFD-333 | DOOR: folding, bi-parting, 4 leaves, 2400 clear opening, solid, tall vison panel |  |  | 1 | DOOR | FALSE
DOFD-334 | DOOR: folding, bi-parting, 4 leaves, 2700 clear opening, solid, tall vison panel |  |  | 1 | DOOR | FALSE
DOFD-335 | DOOR: folding, bi-parting, 4 leaves, 3000 clear opening, solid, tall vison panel |  |  | 1 | DOOR | FALSE
DOFD-336 | DOOR: folding, bi-parting, 4 leaves, 3300 clear opening, solid, tall vison panel |  |  | 1 | DOOR | FALSE
DOFD-337 | DOOR: folding, bi-parting, 4 leaves, 3600 clear opening, solid, tall vison panel |  |  | 1 | DOOR | FALSE
DOFD-341 | DOOR: folding, bi-parting, 4 leaves, 1800 clear opening, solid, wide vison panel |  |  | 1 | DOOR | FALSE
DOFD-342 | DOOR: folding, bi-parting, 4 leaves, 2100 clear opening, solid, wide vison panel |  |  | 1 | DOOR | FALSE
DOFD-343 | DOOR: folding, bi-parting, 4 leaves, 2400 clear opening, solid, wide vison panel |  |  | 1 | DOOR | FALSE
DOFD-344 | DOOR: folding, bi-parting, 4 leaves, 2700 clear opening, solid, wide vison panel |  |  | 1 | DOOR | FALSE
DOFD-345 | DOOR: folding, bi-parting, 4 leaves, 3000 clear opening, solid, wide vison panel |  |  | 1 | DOOR | FALSE
DOFD-346 | DOOR: folding, bi-parting, 4 leaves, 3300 clear opening, solid, wide vison panel |  |  | 1 | DOOR | FALSE
DOFD-347 | DOOR: folding, bi-parting, 4 leaves, 3600 clear opening, solid, wide vison panel |  |  | 1 | DOOR | FALSE
DOFD-361 | DOOR: folding, bi-parting, 4 leaves, 1800 clear opening, fully glazed, framed |  |  | 1 | DOOR | FALSE
DOFD-362 | DOOR: folding, bi-parting, 4 leaves, 2100 clear opening, fully glazed, framed |  |  | 1 | DOOR | FALSE
DOFD-363 | DOOR: folding, bi-parting, 4 leaves, 2400 clear opening, fully glazed, framed |  |  | 1 | DOOR | FALSE
DOFD-364 | DOOR: folding, bi-parting, 4 leaves, 2700 clear opening, fully glazed, framed |  |  | 1 | DOOR | FALSE
DOFD-365 | DOOR: folding, bi-parting, 4 leaves, 3000 clear opening, fully glazed, framed |  |  | 1 | DOOR | FALSE
DOFD-366 | DOOR: folding, bi-parting, 4 leaves, 3300 clear opening, fully glazed, framed |  |  | 1 | DOOR | FALSE
DOFD-367 | DOOR: folding, bi-parting, 4 leaves, 3600 clear opening, fully glazed, framed |  |  | 1 | DOOR | FALSE
DOFD-371 | DOOR: folding, bi-parting, 4 leaves, 1800 clear opening, fully glazed, framed with mid-rail |  |  | 1 | DOOR | FALSE
DOFD-372 | DOOR: folding, bi-parting, 4 leaves, 2100 clear opening, fully glazed, framed with mid-rail |  |  | 1 | DOOR | FALSE
DOFD-373 | DOOR: folding, bi-parting, 4 leaves, 2400 clear opening, fully glazed, framed with mid-rail |  |  | 1 | DOOR | FALSE
DOFD-374 | DOOR: folding, bi-parting, 4 leaves, 2700 clear opening, fully glazed, framed with mid-rail |  |  | 1 | DOOR | FALSE
DOFD-375 | DOOR: folding, bi-parting, 4 leaves, 3000 clear opening, fully glazed, framed with mid-rail |  |  | 1 | DOOR | FALSE
DOFD-376 | DOOR: folding, bi-parting, 4 leaves, 3300 clear opening, fully glazed, framed with mid-rail |  |  | 1 | DOOR | FALSE
DOFD-377 | DOOR: folding, bi-parting, 4 leaves, 3600 clear opening, fully glazed, framed with mid-rail |  |  | 1 | DOOR | FALSE
DOFD-381 | DOOR: folding, bi-parting, 4 leaves, 1800 clear opening, fully glazed, frameless |  |  | 1 | DOOR | FALSE
DOFD-382 | DOOR: folding, bi-parting, 4 leaves, 2100 clear opening, fully glazed, frameless |  |  | 1 | DOOR | FALSE
DOFD-383 | DOOR: folding, bi-parting, 4 leaves, 2400 clear opening, fully glazed, frameless |  |  | 1 | DOOR | FALSE
DOFD-384 | DOOR: folding, bi-parting, 4 leaves, 2700 clear opening, fully glazed, frameless |  |  | 1 | DOOR | FALSE
DOFD-385 | DOOR: folding, bi-parting, 4 leaves, 3000 clear opening, fully glazed, frameless |  |  | 1 | DOOR | FALSE
DOFD-386 | DOOR: folding, bi-parting, 4 leaves, 3300 clear opening, fully glazed, frameless |  |  | 1 | DOOR | FALSE
DOFD-387 | DOOR: folding, bi-parting, 4 leaves, 3600 clear opening, fully glazed, frameless |  |  | 1 | DOOR | FALSE
DOHI-001 | DOOR: hinged, 1 leaf, 800 clear opening, solid |  |  | 1 | DOOR | FALSE
DOHI-001.01 | DOOR: hinged, 1 leaf, 800 clear opening, solid |  |  | 1 | DOOR | TRUE
DOHI-001.02 | DOOR: hinged, 1 leaf, 800 clear opening, solid, shielded |  |  | 1 | DOOR | FALSE
DOHI-001.03 | DOOR: hinged, 1 leaf, 800 clear opening, solid, anti-ligature |  |  | 1 | DOOR | FALSE
DOHI-001.04 | DOOR: hinged, 1 leaf, 800 clear opening, solid, anti-ligature and anti-barricade |  |  | 1 | DOOR | FALSE
DOHI-002 | DOOR: hinged, 1 leaf, 850 clear opening, solid |  |  | 1 | DOOR | FALSE
DOHI-002.01 | DOOR: hinged, 1 leaf, 850 clear opening, solid | DWSC-001 | DOOR: 850mm c/o, single leaf, solid core, paint | 1 | DOOR | FALSE
DOHI-002.02 | DOOR: hinged, 1 leaf, 850 clear opening, solid, shielded |  |  | 1 | DOOR | FALSE
DOHI-002.03 | DOOR: hinged, 1 leaf, 850 clear opening, solid, anti-ligature | DWSC-004 | DOOR: 850mm c/o, 180 deg swing, single leaf, solid core, paint | 1 | DOOR | TRUE
DOHI-002.04 | DOOR: hinged, 1 leaf, 850 clear opening, solid, anti-ligature and anti-barricade |  |  | 1 | DOOR | FALSE
DOHI-002.05 | DOOR: hinged, 1 leaf, 850 clear opening, solid, fire rated |  |  | 1 | DOOR | FALSE
DOHI-002.06 | DOOR: hinged, 1 leaf, 850 clear opening, solid, fire rated, shielded |  |  | 1 | DOOR | FALSE
DOHI-002.07 | DOOR: hinged, 1 leaf, 850 clear opening, solid, fire rated, anti-ligature |  |  | 1 | DOOR | FALSE
DOHI-003 | DOOR: hinged, 1 leaf, 900 clear opening, solid |  |  | 1 | DOOR | FALSE
DOHI-003.01 | DOOR: hinged, 1 leaf, 900 clear opening, solid | DWSC-003 | DOOR: 910mm c/o, single leaf, solid core, paint | 1 | DOOR | TRUE
DOHI-003.02 | DOOR: hinged, 1 leaf, 900 clear opening, solid, shielded | DWSC-005 | DOOR: 910mm c/o, single leaf, solid core, lead shielding, paint | 1 | DOOR | TRUE
DOHI-003.03 | DOOR: hinged, 1 leaf, 900 clear opening, solid, anti-ligature |  |  | 1 | DOOR | TRUE
DOHI-003.04 | DOOR: hinged, 1 leaf, 900 clear opening, solid, anti-ligature and anti-barricade |  |  | 1 | DOOR | FALSE
DOHI-003.05 | DOOR: hinged, 1 leaf, 900 clear opening, solid, fire rated |  |  | 1 | DOOR | FALSE
DOHI-003.06 | DOOR: hinged, 1 leaf, 900 clear opening, solid, fire rated, shielded |  |  | 1 | DOOR | FALSE
DOHI-003.07 | DOOR: hinged, 1 leaf, 900 clear opening, solid, fire rated, anti-ligature |  |  | 1 | DOOR | FALSE
DOHI-004 | DOOR: hinged, 1 leaf, 950 clear opening, solid |  |  | 1 | DOOR | FALSE
DOHI-004.01 | DOOR: hinged, 1 leaf, 950 clear opening, solid |  |  | 1 | DOOR | TRUE
DOHI-004.02 | DOOR: hinged, 1 leaf, 950 clear opening, solid, shielded |  |  | 1 | DOOR | FALSE
DOHI-004.03 | DOOR: hinged, 1 leaf, 950 clear opening, solid, anti-ligature |  |  | 1 | DOOR | FALSE
DOHI-004.04 | DOOR: hinged, 1 leaf, 950 clear opening, solid, anti-ligature and anti-barricade |  |  | 1 | DOOR | FALSE
DOHI-004.05 | DOOR: hinged, 1 leaf, 950 clear opening, solid, fire rated |  |  | 1 | DOOR | FALSE
DOHI-004.06 | DOOR: hinged, 1 leaf, 950 clear opening, solid, fire rated, shielded |  |  | 1 | DOOR | FALSE
DOHI-004.07 | DOOR: hinged, 1 leaf, 950 clear opening, solid, fire rated, anti-ligature |  |  | 1 | DOOR | FALSE
DOHI-005 | DOOR: hinged, 1 leaf, 1000 clear opening, solid |  |  | 1 | DOOR | FALSE
DOHI-005.01 | DOOR: hinged, 1 leaf, 1000 clear opening, solid |  |  | 1 | DOOR | FALSE
DOHI-005.02 | DOOR: hinged, 1 leaf, 1000 clear opening, solid, shielded |  |  | 1 | DOOR | FALSE
DOHI-005.03 | DOOR: hinged, 1 leaf, 1000 clear opening, solid, anti-ligature |  |  | 1 | DOOR | FALSE
DOHI-005.04 | DOOR: hinged, 1 leaf, 1000 clear opening, solid, anti-ligature and anti-barricade |  |  | 1 | DOOR | FALSE
DOHI-005.05 | DOOR: hinged, 1 leaf, 1000 clear opening, solid, fire rated |  |  | 1 | DOOR | FALSE
DOHI-005.06 | DOOR: hinged, 1 leaf, 1000 clear opening, solid, fire rated, shielded |  |  | 1 | DOOR | FALSE
DOHI-005.07 | DOOR: hinged, 1 leaf, 1000 clear opening, solid, fire rated, anti-ligature |  |  | 1 | DOOR | FALSE
DOHI-006 | DOOR: hinged, 1 leaf, 1050 clear opening, solid |  |  | 1 | DOOR | FALSE
DOHI-006.01 | DOOR: hinged, 1 leaf, 1050 clear opening, solid |  |  | 1 | DOOR | FALSE
DOHI-006.02 | DOOR: hinged, 1 leaf, 1050 clear opening, solid, shielded |  |  | 1 | DOOR | FALSE
DOHI-006.03 | DOOR: hinged, 1 leaf, 1050 clear opening, solid, anti-ligature |  |  | 1 | DOOR | FALSE
DOHI-006.04 | DOOR: hinged, 1 leaf, 1050 clear opening, solid, anti-ligature and anti-barricade |  |  | 1 | DOOR | FALSE
DOHI-006.05 | DOOR: hinged, 1 leaf, 1050 clear opening, solid, fire rated |  |  | 1 | DOOR | FALSE
DOHI-006.06 | DOOR: hinged, 1 leaf, 1050 clear opening, solid, fire rated, shielded |  |  | 1 | DOOR | FALSE
DOHI-006.07 | DOOR: hinged, 1 leaf, 1050 clear opening, solid, fire rated, anti-ligature |  |  | 1 | DOOR | FALSE
DOHI-007 | DOOR: hinged, 1 leaf, 1100 clear opening, solid |  |  | 1 | DOOR | FALSE
DOHI-007.01 | DOOR: hinged, 1 leaf, 1100 clear opening, solid | DWSC-011 | DOOR: 1100mm c/o, single leaf, solid core, paint | 1 | DOOR | FALSE
DOHI-007.02 | DOOR: hinged, 1 leaf, 1100 clear opening, solid, shielded |  |  | 1 | DOOR | FALSE
DOHI-007.03 | DOOR: hinged, 1 leaf, 1100 clear opening, solid, anti-ligature |  |  | 1 | DOOR | FALSE
DOHI-007.04 | DOOR: hinged, 1 leaf, 1100 clear opening, solid, anti-ligature and anti-barricade |  |  | 1 | DOOR | FALSE
DOHI-007.05 | DOOR: hinged, 1 leaf, 1100 clear opening, solid, fire rated |  |  | 1 | DOOR | FALSE
DOHI-007.06 | DOOR: hinged, 1 leaf, 1100 clear opening, solid, fire rated, shielded |  |  | 1 | DOOR | FALSE
DOHI-007.07 | DOOR: hinged, 1 leaf, 1100 clear opening, solid, fire rated, anti-ligature |  |  | 1 | DOOR | FALSE
DOHI-008 | DOOR: hinged, 1 leaf, 1150 clear opening, solid |  |  | 1 | DOOR | FALSE
DOHI-008.01 | DOOR: hinged, 1 leaf, 1150 clear opening, solid |  |  | 1 | DOOR | FALSE
DOHI-008.02 | DOOR: hinged, 1 leaf, 1150 clear opening, solid, shielded |  |  | 1 | DOOR | FALSE
DOHI-008.03 | DOOR: hinged, 1 leaf, 1150 clear opening, solid, anti-ligature |  |  | 1 | DOOR | FALSE
DOHI-008.04 | DOOR: hinged, 1 leaf, 1150 clear opening, solid, anti-ligature and anti-barricade |  |  | 1 | DOOR | FALSE
DOHI-008.05 | DOOR: hinged, 1 leaf, 1150 clear opening, solid, fire rated |  |  | 1 | DOOR | FALSE
DOHI-008.06 | DOOR: hinged, 1 leaf, 1150 clear opening, solid, fire rated, shielded |  |  | 1 | DOOR | FALSE
DOHI-008.07 | DOOR: hinged, 1 leaf, 1150 clear opening, solid, fire rated, anti-ligature |  |  | 1 | DOOR | FALSE
DOHI-009 | DOOR: hinged, 1 leaf, 1200 clear opening, solid | DWSC-013 | DOOR: 1200mm c/o, single leaf, solid core, paint | 1 | DOOR | FALSE
DOHI-009.01 | DOOR: hinged, 1 leaf, 1200 clear opening, solid |  |  | 1 | DOOR | FALSE
DOHI-009.02 | DOOR: hinged, 1 leaf, 1200 clear opening, solid, shielded |  |  | 1 | DOOR | FALSE
DOHI-009.03 | DOOR: hinged, 1 leaf, 1200 clear opening, solid, anti-ligature |  |  | 1 | DOOR | FALSE
DOHI-009.04 | DOOR: hinged, 1 leaf, 1200 clear opening, solid, anti-ligature and anti-barricade |  |  | 1 | DOOR | FALSE
DOHI-009.05 | DOOR: hinged, 1 leaf, 1200 clear opening, solid, fire rated |  |  | 1 | DOOR | FALSE
DOHI-009.06 | DOOR: hinged, 1 leaf, 1200 clear opening, solid, fire rated, shielded |  |  | 1 | DOOR | FALSE
DOHI-009.07 | DOOR: hinged, 1 leaf, 1200 clear opening, solid, fire rated, anti-ligature |  |  | 1 | DOOR | FALSE
DOHI-011 | DOOR: hinged, 1 leaf, 800 clear opening, solid, standard vision panel |  |  | 1 | DOOR | FALSE
DOHI-011.01 | DOOR: hinged, 1 leaf, 800 clear opening, solid, standard vision panel |  |  | 1 | DOOR | FALSE
DOHI-011.02 | DOOR: hinged, 1 leaf, 800 clear opening, solid, standard vision panel, with integral blind |  |  | 1 | DOOR | FALSE
DOHI-011.03 | DOOR: hinged, 1 leaf, 800 clear opening, solid, standard vision panel, with cover |  |  | 1 | DOOR | FALSE
DOHI-011.04 | DOOR: hinged, 1 leaf, 800 clear opening, solid, standard vision panel, with switchable glass |  |  | 1 | DOOR | FALSE
DOHI-011.05 | DOOR: hinged, 1 leaf, 800 clear opening, solid, shielded, standard vision panel, lead glass |  |  | 1 | DOOR | FALSE
DOHI-011.06 | DOOR: hinged, 1 leaf, 800 clear opening, solid, shielded, standard vision panel, lead glass, with integral blind |  |  | 1 | DOOR | FALSE
DOHI-011.07 | DOOR: hinged, 1 leaf, 800 clear opening, solid, shielded, standard vision panel, lead glass, with cover |  |  | 1 | DOOR | FALSE
DOHI-011.08 | DOOR: hinged, 1 leaf, 800 clear opening, solid, anti-ligature, standard vision panel |  |  | 1 | DOOR | FALSE
DOHI-011.09 | DOOR: hinged, 1 leaf, 800 clear opening, solid, anti-ligature, standard vision panel, with integral blind |  |  | 1 | DOOR | FALSE
DOHI-011.10 | DOOR: hinged, 1 leaf, 800 clear opening, solid, anti-ligature, standard vision panel, with switchable glass |  |  | 1 | DOOR | FALSE
DOHI-011.11 | DOOR: hinged, 1 leaf, 800 clear opening, solid, anti-ligature and anti-barricade, standard vision panel |  |  | 1 | DOOR | FALSE
DOHI-011.12 | DOOR: hinged, 1 leaf, 800 clear opening, solid, anti-ligature and anti-barricade, standard vision panel, with integral blind |  |  | 1 | DOOR | FALSE
DOHI-011.13 | DOOR: hinged, 1 leaf, 800 clear opening, solid, anti-ligature and anti-barricade, standard vision panel, with switchable glass |  |  | 1 | DOOR | FALSE
DOHI-012 | DOOR: hinged, 1 leaf, 850 clear opening, solid, standard vision panel |  |  | 1 | DOOR | FALSE
DOHI-012.01 | DOOR: hinged, 1 leaf, 850 clear opening, solid, standard vision panel | DWGL-077 | DOOR: 850mm c/o, single leaf, observation panel, solid core/glass, paint | 1 | DOOR | TRUE
DOHI-012.02 | DOOR: hinged, 1 leaf, 850 clear opening, solid, standard vision panel, with integral blind |  |  | 1 | DOOR | FALSE
DOHI-012.03 | DOOR: hinged, 1 leaf, 850 clear opening, solid, standard vision panel, with cover |  |  | 1 | DOOR | FALSE
DOHI-012.04 | DOOR: hinged, 1 leaf, 850 clear opening, solid, standard vision panel, with switchable glass |  |  | 1 | DOOR | FALSE
DOHI-012.05 | DOOR: hinged, 1 leaf, 850 clear opening, solid, shielded, standard vision panel, lead glass |  |  | 1 | DOOR | FALSE
DOHI-012.06 | DOOR: hinged, 1 leaf, 850 clear opening, solid, shielded, standard vision panel, lead glass, with integral blind |  |  | 1 | DOOR | FALSE
DOHI-012.07 | DOOR: hinged, 1 leaf, 850 clear opening, solid, shielded, standard vision panel, lead glass, with cover |  |  | 1 | DOOR | FALSE
DOHI-012.08 | DOOR: hinged, 1 leaf, 850 clear opening, solid, anti-ligature, standard vision panel |  |  | 1 | DOOR | FALSE
DOHI-012.09 | DOOR: hinged, 1 leaf, 850 clear opening, solid, anti-ligature, standard vision panel, with integral blind |  |  | 1 | DOOR | FALSE
DOHI-012.10 | DOOR: hinged, 1 leaf, 850 clear opening, solid, anti-ligature, standard vision panel, with switchable glass |  |  | 1 | DOOR | FALSE
DOHI-012.11 | DOOR: hinged, 1 leaf, 850 clear opening, solid, anti-ligature and anti-barricade, standard vision panel |  |  | 1 | DOOR | FALSE
DOHI-012.12 | DOOR: hinged, 1 leaf, 850 clear opening, solid, anti-ligature and anti-barricade, standard vision panel, with integral blind |  |  | 1 | DOOR | FALSE
DOHI-012.13 | DOOR: hinged, 1 leaf, 850 clear opening, solid, anti-ligature and anti-barricade, standard vision panel, with switchable glass |  |  | 1 | DOOR | FALSE
DOHI-013 | DOOR: hinged, 1 leaf, 900 clear opening, solid, standard vision panel |  |  | 1 | DOOR | FALSE
DOHI-013.01 | DOOR: hinged, 1 leaf, 900 clear opening, solid, standard vision panel | DWGL-005 | DOOR: 910mm c/o, single leaf, observation panel, solid core/glass, paint | 1 | DOOR | TRUE
DOHI-013.02 | DOOR: hinged, 1 leaf, 900 clear opening, solid, standard vision panel, with integral blind |  |  | 1 | DOOR | FALSE
DOHI-013.03 | DOOR: hinged, 1 leaf, 900 clear opening, solid, standard vision panel, with cover |  |  | 1 | DOOR | TRUE
DOHI-013.04 | DOOR: hinged, 1 leaf, 900 clear opening, solid, standard vision panel, with switchable glass |  |  | 1 | DOOR | FALSE
DOHI-013.05 | DOOR: hinged, 1 leaf, 900 clear opening, solid, shielded, standard vision panel, lead glass | DWGL-006 | DOOR: 910mm c/o, single leaf, observation panel, solid core/lead glass, lead shielding, paint | 1 | DOOR | TRUE
DOHI-013.06 | DOOR: hinged, 1 leaf, 900 clear opening, solid, shielded, standard vision panel, lead glass, with integral blind |  |  | 1 | DOOR | FALSE
DOHI-013.07 | DOOR: hinged, 1 leaf, 900 clear opening, solid, shielded, standard vision panel, lead glass, with cover |  |  | 1 | DOOR | TRUE
DOHI-013.08 | DOOR: hinged, 1 leaf, 900 clear opening, solid, anti-ligature, standard vision panel |  |  | 1 | DOOR | TRUE
DOHI-013.09 | DOOR: hinged, 1 leaf, 900 clear opening, solid, anti-ligature, standard vision panel, with integral blind |  |  | 1 | DOOR | FALSE
DOHI-013.10 | DOOR: hinged, 1 leaf, 900 clear opening, solid, anti-ligature, standard vision panel, with switchable glass |  |  | 1 | DOOR | FALSE
DOHI-013.11 | DOOR: hinged, 1 leaf, 900 clear opening, solid, anti-ligature and anti-barricade, standard vision panel | DWGL-008 | DOOR: 910mm c/o, single leaf, observation panel, steel/toughened glass, paint | 1 | DOOR | FALSE
DOHI-013.12 | DOOR: hinged, 1 leaf, 900 clear opening, solid, anti-ligature and anti-barricade, standard vision panel, with integral blind |  |  | 1 | DOOR | FALSE
DOHI-013.13 | DOOR: hinged, 1 leaf, 900 clear opening, solid, anti-ligature and anti-barricade, standard vision panel, with switchable glass |  |  | 1 | DOOR | FALSE
DOHI-014 | DOOR: hinged, 1 leaf, 950 clear opening, solid, standard vision panel |  |  | 1 | DOOR | FALSE
DOHI-014.01 | DOOR: hinged, 1 leaf, 950 clear opening, solid, standard vision panel | DWGL-011 | DOOR: 950mm c/o, single leaf, observation panel, solid core/glass, paint | 1 | DOOR | FALSE
DOHI-014.02 | DOOR: hinged, 1 leaf, 950 clear opening, solid, standard vision panel, with integral blind |  |  | 1 | DOOR | FALSE
DOHI-014.03 | DOOR: hinged, 1 leaf, 950 clear opening, solid, standard vision panel, with cover |  |  | 1 | DOOR | TRUE
DOHI-014.04 | DOOR: hinged, 1 leaf, 950 clear opening, solid, standard vision panel, with switchable glass |  |  | 1 | DOOR | FALSE
DOHI-014.05 | DOOR: hinged, 1 leaf, 950 clear opening, solid, shielded, standard vision panel, lead glass |  |  | 1 | DOOR | FALSE
DOHI-014.06 | DOOR: hinged, 1 leaf, 950 clear opening, solid, shielded, standard vision panel, lead glass, with integral blind |  |  | 1 | DOOR | FALSE
DOHI-014.07 | DOOR: hinged, 1 leaf, 950 clear opening, solid, shielded, standard vision panel, lead glass, with cover |  |  | 1 | DOOR | FALSE
DOHI-014.08 | DOOR: hinged, 1 leaf, 950 clear opening, solid, anti-ligature, standard vision panel |  |  | 1 | DOOR | FALSE
DOHI-014.09 | DOOR: hinged, 1 leaf, 950 clear opening, solid, anti-ligature, standard vision panel, with integral blind |  |  | 1 | DOOR | FALSE
DOHI-014.10 | DOOR: hinged, 1 leaf, 950 clear opening, solid, anti-ligature, standard vision panel, with switchable glass |  |  | 1 | DOOR | FALSE
DOHI-014.11 | DOOR: hinged, 1 leaf, 950 clear opening, solid, anti-ligature and anti-barricade, standard vision panel |  |  | 1 | DOOR | FALSE
DOHI-014.12 | DOOR: hinged, 1 leaf, 950 clear opening, solid, anti-ligature and anti-barricade, standard vision panel, with integral blind |  |  | 1 | DOOR | FALSE
DOHI-014.13 | DOOR: hinged, 1 leaf, 950 clear opening, solid, anti-ligature and anti-barricade, standard vision panel, with switchable glass |  |  | 1 | DOOR | FALSE
DOHI-015 | DOOR: hinged, 1 leaf, 1000 clear opening, solid, standard vision panel |  |  | 1 | DOOR | FALSE
DOHI-015.01 | DOOR: hinged, 1 leaf, 1000 clear opening, solid, standard vision panel | DWGL-078 | DOOR: 1000mm c/o, single leaf, observation panel, solid core/glass, paint | 1 | DOOR | TRUE
DOHI-015.02 | DOOR: hinged, 1 leaf, 1000 clear opening, solid, standard vision panel, with integral blind |  |  | 1 | DOOR | FALSE
DOHI-015.03 | DOOR: hinged, 1 leaf, 1000 clear opening, solid, standard vision panel, with cover |  |  | 1 | DOOR | FALSE
DOHI-015.04 | DOOR: hinged, 1 leaf, 1000 clear opening, solid, standard vision panel, with switchable glass |  |  | 1 | DOOR | FALSE
DOHI-015.05 | DOOR: hinged, 1 leaf, 1000 clear opening, solid, shielded, standard vision panel, lead glass |  |  | 1 | DOOR | FALSE
DOHI-015.06 | DOOR: hinged, 1 leaf, 1000 clear opening, solid, shielded, standard vision panel, lead glass, with integral blind |  |  | 1 | DOOR | FALSE
DOHI-015.07 | DOOR: hinged, 1 leaf, 1000 clear opening, solid, shielded, standard vision panel, lead glass, with cover |  |  | 1 | DOOR | FALSE
DOHI-015.08 | DOOR: hinged, 1 leaf, 1000 clear opening, solid, anti-ligature, standard vision panel |  |  | 1 | DOOR | FALSE
DOHI-015.09 | DOOR: hinged, 1 leaf, 1000 clear opening, solid, anti-ligature, standard vision panel, with integral blind |  |  | 1 | DOOR | FALSE
DOHI-015.10 | DOOR: hinged, 1 leaf, 1000 clear opening, solid, anti-ligature, standard vision panel, with switchable glass |  |  | 1 | DOOR | FALSE
DOHI-015.11 | DOOR: hinged, 1 leaf, 1000 clear opening, solid, anti-ligature and anti-barricade, standard vision panel |  |  | 1 | DOOR | FALSE
DOHI-015.12 | DOOR: hinged, 1 leaf, 1000 clear opening, solid, anti-ligature and anti-barricade, standard vision panel, with integral blind |  |  | 1 | DOOR | FALSE
DOHI-015.13 | DOOR: hinged, 1 leaf, 1000 clear opening, solid, anti-ligature and anti-barricade, standard vision panel, with switchable glass |  |  | 1 | DOOR | FALSE
DOHI-016 | DOOR: hinged, 1 leaf, 1050 clear opening, solid, standard vision panel | DWGL-015 | DOOR: 1050mm c/o, single leaf, observation panel, solid core/glass, paint | 1 | DOOR | FALSE
DOHI-016.01 | DOOR: hinged, 1 leaf, 1050 clear opening, solid, standard vision panel |  |  | 1 | DOOR | FALSE
DOHI-016.02 | DOOR: hinged, 1 leaf, 1050 clear opening, solid, standard vision panel, with integral blind |  |  | 1 | DOOR | FALSE
DOHI-016.03 | DOOR: hinged, 1 leaf, 1050 clear opening, solid, standard vision panel, with cover |  |  | 1 | DOOR | FALSE
DOHI-016.04 | DOOR: hinged, 1 leaf, 1050 clear opening, solid, standard vision panel, with switchable glass |  |  | 1 | DOOR | FALSE
DOHI-016.05 | DOOR: hinged, 1 leaf, 1050 clear opening, solid, shielded, standard vision panel, lead glass |  |  | 1 | DOOR | FALSE
DOHI-016.06 | DOOR: hinged, 1 leaf, 1050 clear opening, solid, shielded, standard vision panel, lead glass, with integral blind |  |  | 1 | DOOR | FALSE
DOHI-016.07 | DOOR: hinged, 1 leaf, 1050 clear opening, solid, shielded, standard vision panel, lead glass, with cover |  |  | 1 | DOOR | FALSE
DOHI-016.08 | DOOR: hinged, 1 leaf, 1050 clear opening, solid, anti-ligature, standard vision panel |  |  | 1 | DOOR | FALSE
DOHI-016.09 | DOOR: hinged, 1 leaf, 1050 clear opening, solid, anti-ligature, standard vision panel, with integral blind |  |  | 1 | DOOR | FALSE
DOHI-016.10 | DOOR: hinged, 1 leaf, 1050 clear opening, solid, anti-ligature, standard vision panel, with switchable glass |  |  | 1 | DOOR | FALSE
DOHI-016.11 | DOOR: hinged, 1 leaf, 1050 clear opening, solid, anti-ligature and anti-barricade, standard vision panel |  |  | 1 | DOOR | FALSE
DOHI-016.12 | DOOR: hinged, 1 leaf, 1050 clear opening, solid, anti-ligature and anti-barricade, standard vision panel, with integral blind |  |  | 1 | DOOR | FALSE
DOHI-016.13 | DOOR: hinged, 1 leaf, 1050 clear opening, solid, anti-ligature and anti-barricade, standard vision panel, with switchable glass |  |  | 1 | DOOR | FALSE
DOHI-017 | DOOR: hinged, 1 leaf, 1100 clear opening, solid, standard vision panel |  |  | 1 | DOOR | FALSE
DOHI-017.01 | DOOR: hinged, 1 leaf, 1100 clear opening, solid, standard vision panel | DWGL-020 | DOOR: 1100mm c/o, single leaf, observation panel, solid core/glass, paint | 1 | DOOR | FALSE
DOHI-017.02 | DOOR: hinged, 1 leaf, 1100 clear opening, solid, standard vision panel, with integral blind |  |  | 1 | DOOR | FALSE
DOHI-017.03 | DOOR: hinged, 1 leaf, 1100 clear opening, solid, standard vision panel, with cover |  |  | 1 | DOOR | FALSE
DOHI-017.04 | DOOR: hinged, 1 leaf, 1100 clear opening, solid, standard vision panel, with switchable glass |  |  | 1 | DOOR | FALSE
DOHI-017.05 | DOOR: hinged, 1 leaf, 1100 clear opening, solid, shielded, standard vision panel, lead glass |  |  | 1 | DOOR | FALSE
DOHI-017.06 | DOOR: hinged, 1 leaf, 1100 clear opening, solid, shielded, standard vision panel, lead glass, with integral blind |  |  | 1 | DOOR | FALSE
DOHI-017.07 | DOOR: hinged, 1 leaf, 1100 clear opening, solid, shielded, standard vision panel, lead glass, with cover |  |  | 1 | DOOR | FALSE
DOHI-017.08 | DOOR: hinged, 1 leaf, 1100 clear opening, solid, anti-ligature, standard vision panel |  |  | 1 | DOOR | FALSE
DOHI-017.09 | DOOR: hinged, 1 leaf, 1100 clear opening, solid, anti-ligature, standard vision panel, with integral blind |  |  | 1 | DOOR | FALSE
DOHI-017.10 | DOOR: hinged, 1 leaf, 1100 clear opening, solid, anti-ligature, standard vision panel, with switchable glass |  |  | 1 | DOOR | FALSE
DOHI-017.11 | DOOR: hinged, 1 leaf, 1100 clear opening, solid, anti-ligature and anti-barricade, standard vision panel |  |  | 1 | DOOR | FALSE
DOHI-017.12 | DOOR: hinged, 1 leaf, 1100 clear opening, solid, anti-ligature and anti-barricade, standard vision panel, with integral blind |  |  | 1 | DOOR | TRUE
DOHI-017.13 | DOOR: hinged, 1 leaf, 1100 clear opening, solid, anti-ligature and anti-barricade, standard vision panel, with switchable glass |  |  | 1 | DOOR | FALSE
DOHI-018 | DOOR: hinged, 1 leaf, 1150 clear opening, solid, standard vision panel | DWGL-024 | DOOR: 1200mm c/o, single leaf, observation panel, solid core/glass, paint | 1 | DOOR | FALSE
DOHI-018.01 | DOOR: hinged, 1 leaf, 1150 clear opening, solid, standard vision panel |  |  | 1 | DOOR | FALSE
DOHI-018.02 | DOOR: hinged, 1 leaf, 1150 clear opening, solid, standard vision panel, with integral blind |  |  | 1 | DOOR | FALSE
DOHI-018.03 | DOOR: hinged, 1 leaf, 1150 clear opening, solid, standard vision panel, with cover |  |  | 1 | DOOR | FALSE
DOHI-018.04 | DOOR: hinged, 1 leaf, 1150 clear opening, solid, standard vision panel, with switchable glass |  |  | 1 | DOOR | FALSE
DOHI-018.05 | DOOR: hinged, 1 leaf, 1150 clear opening, solid, shielded, standard vision panel, lead glass |  |  | 1 | DOOR | FALSE
DOHI-018.06 | DOOR: hinged, 1 leaf, 1150 clear opening, solid, shielded, standard vision panel, lead glass, with integral blind |  |  | 1 | DOOR | FALSE
DOHI-018.07 | DOOR: hinged, 1 leaf, 1150 clear opening, solid, shielded, standard vision panel, lead glass, with cover |  |  | 1 | DOOR | FALSE
DOHI-018.08 | DOOR: hinged, 1 leaf, 1150 clear opening, solid, anti-ligature, standard vision panel |  |  | 1 | DOOR | FALSE
DOHI-018.09 | DOOR: hinged, 1 leaf, 1150 clear opening, solid, anti-ligature, standard vision panel, with integral blind |  |  | 1 | DOOR | FALSE
DOHI-018.10 | DOOR: hinged, 1 leaf, 1150 clear opening, solid, anti-ligature, standard vision panel, with switchable glass |  |  | 1 | DOOR | FALSE
DOHI-018.11 | DOOR: hinged, 1 leaf, 1150 clear opening, solid, anti-ligature and anti-barricade, standard vision panel |  |  | 1 | DOOR | FALSE
DOHI-018.12 | DOOR: hinged, 1 leaf, 1150 clear opening, solid, anti-ligature and anti-barricade, standard vision panel, with integral blind |  |  | 1 | DOOR | FALSE
DOHI-018.13 | DOOR: hinged, 1 leaf, 1150 clear opening, solid, anti-ligature and anti-barricade, standard vision panel, with switchable glass |  |  | 1 | DOOR | FALSE
DOHI-019 | DOOR: hinged, 1 leaf, 1200 clear opening, solid, standard vision panel |  |  | 1 | DOOR | FALSE
DOHI-019.01 | DOOR: hinged, 1 leaf, 1200 clear opening, solid, standard vision panel | DWGL-024 | DOOR: 1200mm c/o, single leaf, observation panel, solid core/glass, paint; DOOR: 1270mm c/o, single leaf, observation panel, solid core/safety glass, paint | 1 | DOOR | FALSE
DOHI-019.02 | DOOR: hinged, 1 leaf, 1200 clear opening, solid, standard vision panel, with integral blind |  |  | 1 | DOOR | FALSE
DOHI-019.03 | DOOR: hinged, 1 leaf, 1200 clear opening, solid, standard vision panel, with cover |  |  | 1 | DOOR | FALSE
DOHI-019.04 | DOOR: hinged, 1 leaf, 1200 clear opening, solid, standard vision panel, with switchable glass |  |  | 1 | DOOR | FALSE
DOHI-019.05 | DOOR: hinged, 1 leaf, 1200 clear opening, solid, shielded, standard vision panel, lead glass |  |  | 1 | DOOR | FALSE
DOHI-019.06 | DOOR: hinged, 1 leaf, 1200 clear opening, solid, shielded, standard vision panel, lead glass, with integral blind |  |  | 1 | DOOR | FALSE
DOHI-019.07 | DOOR: hinged, 1 leaf, 1200 clear opening, solid, shielded, standard vision panel, lead glass, with cover |  |  | 1 | DOOR | FALSE
DOHI-019.08 | DOOR: hinged, 1 leaf, 1200 clear opening, solid, anti-ligature, standard vision panel |  |  | 1 | DOOR | FALSE
DOHI-019.09 | DOOR: hinged, 1 leaf, 1200 clear opening, solid, anti-ligature, standard vision panel, with integral blind |  |  | 1 | DOOR | FALSE
DOHI-019.10 | DOOR: hinged, 1 leaf, 1200 clear opening, solid, anti-ligature, standard vision panel, with switchable glass |  |  | 1 | DOOR | FALSE
DOHI-019.11 | DOOR: hinged, 1 leaf, 1200 clear opening, solid, anti-ligature and anti-barricade, standard vision panel |  |  | 1 | DOOR | FALSE
DOHI-019.12 | DOOR: hinged, 1 leaf, 1200 clear opening, solid, anti-ligature and anti-barricade, standard vision panel, with integral blind |  |  | 1 | DOOR | TRUE
DOHI-019.13 | DOOR: hinged, 1 leaf, 1200 clear opening, solid, anti-ligature and anti-barricade, standard vision panel, with switchable glass |  |  | 1 | DOOR | FALSE
DOHI-021 | DOOR: hinged, 1 leaf, 800 clear opening, solid, small vision panel |  |  | 1 | DOOR | FALSE
DOHI-021.01 | DOOR: hinged, 1 leaf, 800 clear opening, solid, small vision panel |  |  | 1 | DOOR | FALSE
DOHI-021.02 | DOOR: hinged, 1 leaf, 800 clear opening, solid, small vision panel, with integral blind |  |  | 1 | DOOR | FALSE
DOHI-021.03 | DOOR: hinged, 1 leaf, 800 clear opening, solid, small vision panel, with cover |  |  | 1 | DOOR | FALSE
DOHI-021.04 | DOOR: hinged, 1 leaf, 800 clear opening, solid, small vision panel, with switchable glass |  |  | 1 | DOOR | FALSE
DOHI-021.05 | DOOR: hinged, 1 leaf, 800 clear opening, solid, shielded, small vision panel, lead glass |  |  | 1 | DOOR | FALSE
DOHI-021.06 | DOOR: hinged, 1 leaf, 800 clear opening, solid, shielded, small vision panel, lead glass, with integral blind |  |  | 1 | DOOR | FALSE
DOHI-021.07 | DOOR: hinged, 1 leaf, 800 clear opening, solid, shielded, small vision panel, lead glass, with cover |  |  | 1 | DOOR | FALSE
DOHI-021.08 | DOOR: hinged, 1 leaf, 800 clear opening, solid, anti-ligature, small vision panel |  |  | 1 | DOOR | FALSE
DOHI-021.09 | DOOR: hinged, 1 leaf, 800 clear opening, solid, anti-ligature, small vision panel, with integral blind |  |  | 1 | DOOR | FALSE
DOHI-021.10 | DOOR: hinged, 1 leaf, 800 clear opening, solid, anti-ligature, small vision panel, with switchable glass |  |  | 1 | DOOR | FALSE
DOHI-021.11 | DOOR: hinged, 1 leaf, 800 clear opening, solid, anti-ligature and anti-barricade, small vision panel |  |  | 1 | DOOR | FALSE
DOHI-021.12 | DOOR: hinged, 1 leaf, 800 clear opening, solid, anti-ligature and anti-barricade, small vision panel, with integral blind |  |  | 1 | DOOR | FALSE
DOHI-021.13 | DOOR: hinged, 1 leaf, 800 clear opening, solid, anti-ligature and anti-barricade, small vision panel, with switchable glass |  |  | 1 | DOOR | FALSE
DOHI-022 | DOOR: hinged, 1 leaf, 850 clear opening, solid, small vision panel |  |  | 1 | DOOR | FALSE
DOHI-022.01 | DOOR: hinged, 1 leaf, 850 clear opening, solid, small vision panel |  |  | 1 | DOOR | FALSE
DOHI-022.02 | DOOR: hinged, 1 leaf, 850 clear opening, solid, small vision panel, with integral blind |  |  | 1 | DOOR | FALSE
DOHI-022.03 | DOOR: hinged, 1 leaf, 850 clear opening, solid, small vision panel, with cover |  |  | 1 | DOOR | FALSE
DOHI-022.04 | DOOR: hinged, 1 leaf, 850 clear opening, solid, small vision panel, with switchable glass |  |  | 1 | DOOR | FALSE
DOHI-022.05 | DOOR: hinged, 1 leaf, 850 clear opening, solid, shielded, small vision panel, lead glass |  |  | 1 | DOOR | FALSE
DOHI-022.06 | DOOR: hinged, 1 leaf, 850 clear opening, solid, shielded, small vision panel, lead glass, with integral blind |  |  | 1 | DOOR | FALSE
DOHI-022.07 | DOOR: hinged, 1 leaf, 850 clear opening, solid, shielded, small vision panel, lead glass, with cover |  |  | 1 | DOOR | FALSE
DOHI-022.08 | DOOR: hinged, 1 leaf, 850 clear opening, solid, anti-ligature, small vision panel |  |  | 1 | DOOR | FALSE
DOHI-022.09 | DOOR: hinged, 1 leaf, 850 clear opening, solid, anti-ligature, small vision panel, with integral blind |  |  | 1 | DOOR | FALSE
DOHI-022.10 | DOOR: hinged, 1 leaf, 850 clear opening, solid, anti-ligature, small vision panel, with switchable glass |  |  | 1 | DOOR | FALSE
DOHI-022.11 | DOOR: hinged, 1 leaf, 850 clear opening, solid, anti-ligature and anti-barricade, small vision panel |  |  | 1 | DOOR | FALSE
DOHI-022.12 | DOOR: hinged, 1 leaf, 850 clear opening, solid, anti-ligature and anti-barricade, small vision panel, with integral blind |  |  | 1 | DOOR | FALSE
DOHI-022.13 | DOOR: hinged, 1 leaf, 850 clear opening, solid, anti-ligature and anti-barricade, small vision panel, with switchable glass |  |  | 1 | DOOR | FALSE
DOHI-023 | DOOR: hinged, 1 leaf, 900 clear opening, solid, small vision panel |  |  | 1 | DOOR | FALSE
DOHI-023.01 | DOOR: hinged, 1 leaf, 900 clear opening, solid, small vision panel |  |  | 1 | DOOR | FALSE
DOHI-023.02 | DOOR: hinged, 1 leaf, 900 clear opening, solid, small vision panel, with integral blind |  |  | 1 | DOOR | FALSE
DOHI-023.03 | DOOR: hinged, 1 leaf, 900 clear opening, solid, small vision panel, with cover |  |  | 1 | DOOR | FALSE
DOHI-023.04 | DOOR: hinged, 1 leaf, 900 clear opening, solid, small vision panel, with switchable glass |  |  | 1 | DOOR | FALSE
DOHI-023.05 | DOOR: hinged, 1 leaf, 900 clear opening, solid, shielded, small vision panel, lead glass |  |  | 1 | DOOR | FALSE
DOHI-023.06 | DOOR: hinged, 1 leaf, 900 clear opening, solid, shielded, small vision panel, lead glass, with integral blind |  |  | 1 | DOOR | FALSE
DOHI-023.07 | DOOR: hinged, 1 leaf, 900 clear opening, solid, shielded, small vision panel, lead glass, with cover |  |  | 1 | DOOR | FALSE
DOHI-023.08 | DOOR: hinged, 1 leaf, 900 clear opening, solid, anti-ligature, small vision panel |  |  | 1 | DOOR | FALSE
DOHI-023.09 | DOOR: hinged, 1 leaf, 900 clear opening, solid, anti-ligature, small vision panel, with integral blind |  |  | 1 | DOOR | FALSE
DOHI-023.10 | DOOR: hinged, 1 leaf, 900 clear opening, solid, anti-ligature, small vision panel, with switchable glass |  |  | 1 | DOOR | FALSE
DOHI-023.11 | DOOR: hinged, 1 leaf, 900 clear opening, solid, anti-ligature and anti-barricade, small vision panel |  |  | 1 | DOOR | FALSE
DOHI-023.12 | DOOR: hinged, 1 leaf, 900 clear opening, solid, anti-ligature and anti-barricade, small vision panel, with integral blind |  |  | 1 | DOOR | FALSE
DOHI-023.13 | DOOR: hinged, 1 leaf, 900 clear opening, solid, anti-ligature and anti-barricade, small vision panel, with switchable glass |  |  | 1 | DOOR | FALSE
DOHI-024 | DOOR: hinged, 1 leaf, 950 clear opening, solid, small vision panel |  |  | 1 | DOOR | FALSE
DOHI-024.01 | DOOR: hinged, 1 leaf, 950 clear opening, solid, small vision panel |  |  | 1 | DOOR | FALSE
DOHI-024.02 | DOOR: hinged, 1 leaf, 950 clear opening, solid, small vision panel, with integral blind |  |  | 1 | DOOR | FALSE
DOHI-024.03 | DOOR: hinged, 1 leaf, 950 clear opening, solid, small vision panel, with cover |  |  | 1 | DOOR | FALSE
DOHI-024.04 | DOOR: hinged, 1 leaf, 950 clear opening, solid, small vision panel, with switchable glass |  |  | 1 | DOOR | FALSE
DOHI-024.05 | DOOR: hinged, 1 leaf, 950 clear opening, solid, shielded, small vision panel, lead glass |  |  | 1 | DOOR | FALSE
DOHI-024.06 | DOOR: hinged, 1 leaf, 950 clear opening, solid, shielded, small vision panel, lead glass, with integral blind |  |  | 1 | DOOR | FALSE
DOHI-024.07 | DOOR: hinged, 1 leaf, 950 clear opening, solid, shielded, small vision panel, lead glass, with cover |  |  | 1 | DOOR | FALSE
DOHI-024.08 | DOOR: hinged, 1 leaf, 950 clear opening, solid, anti-ligature, small vision panel |  |  | 1 | DOOR | FALSE
DOHI-024.09 | DOOR: hinged, 1 leaf, 950 clear opening, solid, anti-ligature, small vision panel, with integral blind |  |  | 1 | DOOR | FALSE
DOHI-024.10 | DOOR: hinged, 1 leaf, 950 clear opening, solid, anti-ligature, small vision panel, with switchable glass |  |  | 1 | DOOR | FALSE
DOHI-024.11 | DOOR: hinged, 1 leaf, 950 clear opening, solid, anti-ligature and anti-barricade, small vision panel |  |  | 1 | DOOR | FALSE
DOHI-024.12 | DOOR: hinged, 1 leaf, 950 clear opening, solid, anti-ligature and anti-barricade, small vision panel, with integral blind |  |  | 1 | DOOR | FALSE
DOHI-024.13 | DOOR: hinged, 1 leaf, 950 clear opening, solid, anti-ligature and anti-barricade, small vision panel, with switchable glass |  |  | 1 | DOOR | FALSE
DOHI-025 | DOOR: hinged, 1 leaf, 1000 clear opening, solid, small vision panel |  |  | 1 | DOOR | FALSE
DOHI-025.01 | DOOR: hinged, 1 leaf, 1000 clear opening, solid, small vision panel |  |  | 1 | DOOR | FALSE
DOHI-025.02 | DOOR: hinged, 1 leaf, 1000 clear opening, solid, small vision panel, with integral blind |  |  | 1 | DOOR | FALSE
DOHI-025.03 | DOOR: hinged, 1 leaf, 1000 clear opening, solid, small vision panel, with cover |  |  | 1 | DOOR | FALSE
DOHI-025.04 | DOOR: hinged, 1 leaf, 1000 clear opening, solid, small vision panel, with switchable glass |  |  | 1 | DOOR | FALSE
DOHI-025.05 | DOOR: hinged, 1 leaf, 1000 clear opening, solid, shielded, small vision panel, lead glass |  |  | 1 | DOOR | FALSE
DOHI-025.06 | DOOR: hinged, 1 leaf, 1000 clear opening, solid, shielded, small vision panel, lead glass, with integral blind |  |  | 1 | DOOR | FALSE
DOHI-025.07 | DOOR: hinged, 1 leaf, 1000 clear opening, solid, shielded, small vision panel, lead glass, with cover |  |  | 1 | DOOR | FALSE
DOHI-025.08 | DOOR: hinged, 1 leaf, 1000 clear opening, solid, anti-ligature, small vision panel |  |  | 1 | DOOR | FALSE
DOHI-025.09 | DOOR: hinged, 1 leaf, 1000 clear opening, solid, anti-ligature, small vision panel, with integral blind |  |  | 1 | DOOR | FALSE
DOHI-025.10 | DOOR: hinged, 1 leaf, 1000 clear opening, solid, anti-ligature, small vision panel, with switchable glass |  |  | 1 | DOOR | FALSE
DOHI-025.11 | DOOR: hinged, 1 leaf, 1000 clear opening, solid, anti-ligature and anti-barricade, small vision panel |  |  | 1 | DOOR | FALSE
DOHI-025.12 | DOOR: hinged, 1 leaf, 1000 clear opening, solid, anti-ligature and anti-barricade, small vision panel, with integral blind |  |  | 1 | DOOR | FALSE
DOHI-025.13 | DOOR: hinged, 1 leaf, 1000 clear opening, solid, anti-ligature and anti-barricade, small vision panel, with switchable glass |  |  | 1 | DOOR | FALSE
DOHI-026 | DOOR: hinged, 1 leaf, 1050 clear opening, solid, small vision panel |  |  | 1 | DOOR | FALSE
DOHI-026.01 | DOOR: hinged, 1 leaf, 1050 clear opening, solid, small vision panel |  |  | 1 | DOOR | FALSE
DOHI-026.02 | DOOR: hinged, 1 leaf, 1050 clear opening, solid, small vision panel, with integral blind |  |  | 1 | DOOR | FALSE
DOHI-026.03 | DOOR: hinged, 1 leaf, 1050 clear opening, solid, small vision panel, with cover |  |  | 1 | DOOR | FALSE
DOHI-026.04 | DOOR: hinged, 1 leaf, 1050 clear opening, solid, small vision panel, with switchable glass |  |  | 1 | DOOR | FALSE
DOHI-026.05 | DOOR: hinged, 1 leaf, 1050 clear opening, solid, shielded, small vision panel, lead glass |  |  | 1 | DOOR | FALSE
DOHI-026.06 | DOOR: hinged, 1 leaf, 1050 clear opening, solid, shielded, small vision panel, lead glass, with integral blind |  |  | 1 | DOOR | FALSE
DOHI-026.07 | DOOR: hinged, 1 leaf, 1050 clear opening, solid, shielded, small vision panel, lead glass, with cover |  |  | 1 | DOOR | FALSE
DOHI-026.08 | DOOR: hinged, 1 leaf, 1050 clear opening, solid, anti-ligature, small vision panel |  |  | 1 | DOOR | FALSE
DOHI-026.09 | DOOR: hinged, 1 leaf, 1050 clear opening, solid, anti-ligature, small vision panel, with integral blind |  |  | 1 | DOOR | FALSE
DOHI-026.10 | DOOR: hinged, 1 leaf, 1050 clear opening, solid, anti-ligature, small vision panel, with switchable glass |  |  | 1 | DOOR | FALSE
DOHI-026.11 | DOOR: hinged, 1 leaf, 1050 clear opening, solid, anti-ligature and anti-barricade, small vision panel |  |  | 1 | DOOR | FALSE
DOHI-026.12 | DOOR: hinged, 1 leaf, 1050 clear opening, solid, anti-ligature and anti-barricade, small vision panel, with integral blind |  |  | 1 | DOOR | FALSE
DOHI-026.13 | DOOR: hinged, 1 leaf, 1050 clear opening, solid, anti-ligature and anti-barricade, small vision panel, with switchable glass |  |  | 1 | DOOR | FALSE
DOHI-027 | DOOR: hinged, 1 leaf, 1100 clear opening, solid, small vision panel |  |  | 1 | DOOR | FALSE
DOHI-027.01 | DOOR: hinged, 1 leaf, 1100 clear opening, solid, small vision panel |  |  | 1 | DOOR | FALSE
DOHI-027.02 | DOOR: hinged, 1 leaf, 1100 clear opening, solid, small vision panel, with integral blind |  |  | 1 | DOOR | FALSE
DOHI-027.03 | DOOR: hinged, 1 leaf, 1100 clear opening, solid, small vision panel, with cover |  |  | 1 | DOOR | FALSE
DOHI-027.04 | DOOR: hinged, 1 leaf, 1100 clear opening, solid, small vision panel, with switchable glass |  |  | 1 | DOOR | FALSE
DOHI-027.05 | DOOR: hinged, 1 leaf, 1100 clear opening, solid, shielded, small vision panel, lead glass |  |  | 1 | DOOR | FALSE
DOHI-027.06 | DOOR: hinged, 1 leaf, 1100 clear opening, solid, shielded, small vision panel, lead glass, with integral blind |  |  | 1 | DOOR | FALSE
DOHI-027.07 | DOOR: hinged, 1 leaf, 1100 clear opening, solid, shielded, small vision panel, lead glass, with cover |  |  | 1 | DOOR | FALSE
DOHI-027.08 | DOOR: hinged, 1 leaf, 1100 clear opening, solid, anti-ligature, small vision panel |  |  | 1 | DOOR | FALSE
DOHI-027.09 | DOOR: hinged, 1 leaf, 1100 clear opening, solid, anti-ligature, small vision panel, with integral blind |  |  | 1 | DOOR | FALSE
DOHI-027.10 | DOOR: hinged, 1 leaf, 1100 clear opening, solid, anti-ligature, small vision panel, with switchable glass |  |  | 1 | DOOR | FALSE
DOHI-027.11 | DOOR: hinged, 1 leaf, 1100 clear opening, solid, anti-ligature and anti-barricade, small vision panel |  |  | 1 | DOOR | FALSE
DOHI-027.12 | DOOR: hinged, 1 leaf, 1100 clear opening, solid, anti-ligature and anti-barricade, small vision panel, with integral blind |  |  | 1 | DOOR | FALSE
DOHI-027.13 | DOOR: hinged, 1 leaf, 1100 clear opening, solid, anti-ligature and anti-barricade, small vision panel, with switchable glass |  |  | 1 | DOOR | FALSE
DOHI-028 | DOOR: hinged, 1 leaf, 1150 clear opening, solid, small vision panel |  |  | 1 | DOOR | FALSE
DOHI-028.01 | DOOR: hinged, 1 leaf, 1150 clear opening, solid, small vision panel |  |  | 1 | DOOR | FALSE
DOHI-028.02 | DOOR: hinged, 1 leaf, 1150 clear opening, solid, small vision panel, with integral blind |  |  | 1 | DOOR | FALSE
DOHI-028.03 | DOOR: hinged, 1 leaf, 1150 clear opening, solid, small vision panel, with cover |  |  | 1 | DOOR | FALSE
DOHI-028.04 | DOOR: hinged, 1 leaf, 1150 clear opening, solid, small vision panel, with switchable glass |  |  | 1 | DOOR | FALSE
DOHI-028.05 | DOOR: hinged, 1 leaf, 1150 clear opening, solid, shielded, small vision panel, lead glass |  |  | 1 | DOOR | FALSE
DOHI-028.06 | DOOR: hinged, 1 leaf, 1150 clear opening, solid, shielded, small vision panel, lead glass, with integral blind |  |  | 1 | DOOR | FALSE
DOHI-028.07 | DOOR: hinged, 1 leaf, 1150 clear opening, solid, shielded, small vision panel, lead glass, with cover |  |  | 1 | DOOR | FALSE
DOHI-028.08 | DOOR: hinged, 1 leaf, 1150 clear opening, solid, anti-ligature, small vision panel |  |  | 1 | DOOR | FALSE
DOHI-028.09 | DOOR: hinged, 1 leaf, 1150 clear opening, solid, anti-ligature, small vision panel, with integral blind |  |  | 1 | DOOR | FALSE
DOHI-028.10 | DOOR: hinged, 1 leaf, 1150 clear opening, solid, anti-ligature, small vision panel, with switchable glass |  |  | 1 | DOOR | FALSE
DOHI-028.11 | DOOR: hinged, 1 leaf, 1150 clear opening, solid, anti-ligature and anti-barricade, small vision panel |  |  | 1 | DOOR | FALSE
DOHI-028.12 | DOOR: hinged, 1 leaf, 1150 clear opening, solid, anti-ligature and anti-barricade, small vision panel, with integral blind |  |  | 1 | DOOR | FALSE
DOHI-028.13 | DOOR: hinged, 1 leaf, 1150 clear opening, solid, anti-ligature and anti-barricade, small vision panel, with switchable glass |  |  | 1 | DOOR | FALSE
DOHI-029 | DOOR: hinged, 1 leaf, 1200 clear opening, solid, small vision panel |  |  | 1 | DOOR | FALSE
DOHI-029.01 | DOOR: hinged, 1 leaf, 1200 clear opening, solid, small vision panel |  |  | 1 | DOOR | FALSE
DOHI-029.02 | DOOR: hinged, 1 leaf, 1200 clear opening, solid, small vision panel, with integral blind |  |  | 1 | DOOR | FALSE
DOHI-029.03 | DOOR: hinged, 1 leaf, 1200 clear opening, solid, small vision panel, with cover |  |  | 1 | DOOR | FALSE
DOHI-029.04 | DOOR: hinged, 1 leaf, 1200 clear opening, solid, small vision panel, with switchable glass |  |  | 1 | DOOR | FALSE
DOHI-029.05 | DOOR: hinged, 1 leaf, 1200 clear opening, solid, shielded, small vision panel, lead glass |  |  | 1 | DOOR | FALSE
DOHI-029.06 | DOOR: hinged, 1 leaf, 1200 clear opening, solid, shielded, small vision panel, lead glass, with integral blind |  |  | 1 | DOOR | FALSE
DOHI-029.07 | DOOR: hinged, 1 leaf, 1200 clear opening, solid, shielded, small vision panel, lead glass, with cover |  |  | 1 | DOOR | FALSE
DOHI-029.08 | DOOR: hinged, 1 leaf, 1200 clear opening, solid, anti-ligature, small vision panel |  |  | 1 | DOOR | FALSE
DOHI-029.09 | DOOR: hinged, 1 leaf, 1200 clear opening, solid, anti-ligature, small vision panel, with integral blind |  |  | 1 | DOOR | FALSE
DOHI-029.10 | DOOR: hinged, 1 leaf, 1200 clear opening, solid, anti-ligature, small vision panel, with switchable glass |  |  | 1 | DOOR | FALSE
DOHI-029.11 | DOOR: hinged, 1 leaf, 1200 clear opening, solid, anti-ligature and anti-barricade, small vision panel |  |  | 1 | DOOR | FALSE
DOHI-029.12 | DOOR: hinged, 1 leaf, 1200 clear opening, solid, anti-ligature and anti-barricade, small vision panel, with integral blind |  |  | 1 | DOOR | FALSE
DOHI-029.13 | DOOR: hinged, 1 leaf, 1200 clear opening, solid, anti-ligature and anti-barricade, small vision panel, with switchable glass |  |  | 1 | DOOR | FALSE
DOHI-031 | DOOR: hinged, 1 leaf, 800 clear opening, solid, tall vision panel |  |  | 1 | DOOR | FALSE
DOHI-031.01 | DOOR: hinged, 1 leaf, 800 clear opening, solid, tall vision panel |  |  | 1 | DOOR | FALSE
DOHI-031.02 | DOOR: hinged, 1 leaf, 800 clear opening, solid, tall vision panel, with integral blind |  |  | 1 | DOOR | FALSE
DOHI-031.03 | DOOR: hinged, 1 leaf, 800 clear opening, solid, tall vision panel, with switchable glass |  |  | 1 | DOOR | FALSE
DOHI-031.04 | DOOR: hinged, 1 leaf, 800 clear opening, solid, shielded, tall vision panel, lead glass |  |  | 1 | DOOR | FALSE
DOHI-031.05 | DOOR: hinged, 1 leaf, 800 clear opening, solid, shielded, tall vision panel, lead glass, with integral blind |  |  | 1 | DOOR | FALSE
DOHI-031.06 | DOOR: hinged, 1 leaf, 800 clear opening, solid, anti-ligature, tall vision panel |  |  | 1 | DOOR | FALSE
DOHI-031.07 | DOOR: hinged, 1 leaf, 800 clear opening, solid, anti-ligature, tall vision panel, with integral blind |  |  | 1 | DOOR | FALSE
DOHI-031.08 | DOOR: hinged, 1 leaf, 800 clear opening, solid, anti-ligature, tall vision panel, with switchable glass |  |  | 1 | DOOR | FALSE
DOHI-031.09 | DOOR: hinged, 1 leaf, 800 clear opening, solid, anti-ligature and anti-barricade, tall vision panel |  |  | 1 | DOOR | FALSE
DOHI-031.10 | DOOR: hinged, 1 leaf, 800 clear opening, solid, anti-ligature and anti-barricade, tall vision panel, with integral blind |  |  | 1 | DOOR | FALSE
DOHI-031.11 | DOOR: hinged, 1 leaf, 800 clear opening, solid, anti-ligature and anti-barricade, tall vision panel, with switchable glass |  |  | 1 | DOOR | FALSE
DOHI-032 | DOOR: hinged, 1 leaf, 850 clear opening, solid, tall vision panel |  |  | 1 | DOOR | FALSE
DOHI-032.01 | DOOR: hinged, 1 leaf, 850 clear opening, solid, tall vision panel |  |  | 1 | DOOR | FALSE
DOHI-032.02 | DOOR: hinged, 1 leaf, 850 clear opening, solid, tall vision panel, with integral blind |  |  | 1 | DOOR | FALSE
DOHI-032.03 | DOOR: hinged, 1 leaf, 850 clear opening, solid, tall vision panel, with switchable glass |  |  | 1 | DOOR | FALSE
DOHI-032.04 | DOOR: hinged, 1 leaf, 850 clear opening, solid, shielded, tall vision panel, lead glass |  |  | 1 | DOOR | FALSE
DOHI-032.05 | DOOR: hinged, 1 leaf, 850 clear opening, solid, shielded, tall vision panel, lead glass, with integral blind |  |  | 1 | DOOR | FALSE
DOHI-032.06 | DOOR: hinged, 1 leaf, 850 clear opening, solid, anti-ligature, tall vision panel |  |  | 1 | DOOR | FALSE
DOHI-032.07 | DOOR: hinged, 1 leaf, 850 clear opening, solid, anti-ligature, tall vision panel, with integral blind |  |  | 1 | DOOR | FALSE
DOHI-032.08 | DOOR: hinged, 1 leaf, 850 clear opening, solid, anti-ligature, tall vision panel, with switchable glass |  |  | 1 | DOOR | FALSE
DOHI-032.09 | DOOR: hinged, 1 leaf, 850 clear opening, solid, anti-ligature and anti-barricade, tall vision panel |  |  | 1 | DOOR | FALSE
DOHI-032.10 | DOOR: hinged, 1 leaf, 850 clear opening, solid, anti-ligature and anti-barricade, tall vision panel, with integral blind |  |  | 1 | DOOR | FALSE
DOHI-032.11 | DOOR: hinged, 1 leaf, 850 clear opening, solid, anti-ligature and anti-barricade, tall vision panel, with switchable glass |  |  | 1 | DOOR | FALSE
DOHI-033 | DOOR: hinged, 1 leaf, 900 clear opening, solid, tall vision panel |  |  | 1 | DOOR | FALSE
DOHI-033.01 | DOOR: hinged, 1 leaf, 900 clear opening, solid, tall vision panel |  |  | 1 | DOOR | FALSE
DOHI-033.02 | DOOR: hinged, 1 leaf, 900 clear opening, solid, tall vision panel, with integral blind |  |  | 1 | DOOR | FALSE
DOHI-033.03 | DOOR: hinged, 1 leaf, 900 clear opening, solid, tall vision panel, with switchable glass |  |  | 1 | DOOR | FALSE
DOHI-033.04 | DOOR: hinged, 1 leaf, 900 clear opening, solid, shielded, tall vision panel, lead glass |  |  | 1 | DOOR | FALSE
DOHI-033.05 | DOOR: hinged, 1 leaf, 900 clear opening, solid, shielded, tall vision panel, lead glass, with integral blind |  |  | 1 | DOOR | FALSE
DOHI-033.06 | DOOR: hinged, 1 leaf, 900 clear opening, solid, anti-ligature, tall vision panel |  |  | 1 | DOOR | FALSE
DOHI-033.07 | DOOR: hinged, 1 leaf, 900 clear opening, solid, anti-ligature, tall vision panel, with integral blind |  |  | 1 | DOOR | FALSE
DOHI-033.08 | DOOR: hinged, 1 leaf, 900 clear opening, solid, anti-ligature, tall vision panel, with switchable glass |  |  | 1 | DOOR | FALSE
DOHI-033.09 | DOOR: hinged, 1 leaf, 900 clear opening, solid, anti-ligature and anti-barricade, tall vision panel |  |  | 1 | DOOR | FALSE
DOHI-033.10 | DOOR: hinged, 1 leaf, 900 clear opening, solid, anti-ligature and anti-barricade, tall vision panel, with integral blind |  |  | 1 | DOOR | FALSE
DOHI-033.11 | DOOR: hinged, 1 leaf, 900 clear opening, solid, anti-ligature and anti-barricade, tall vision panel, with switchable glass |  |  | 1 | DOOR | FALSE
DOHI-034 | DOOR: hinged, 1 leaf, 950 clear opening, solid, tall vision panel |  |  | 1 | DOOR | FALSE
DOHI-034.01 | DOOR: hinged, 1 leaf, 950 clear opening, solid, tall vision panel |  |  | 1 | DOOR | FALSE
DOHI-034.02 | DOOR: hinged, 1 leaf, 950 clear opening, solid, tall vision panel, with integral blind |  |  | 1 | DOOR | FALSE
DOHI-034.03 | DOOR: hinged, 1 leaf, 950 clear opening, solid, tall vision panel, with switchable glass |  |  | 1 | DOOR | FALSE
DOHI-034.04 | DOOR: hinged, 1 leaf, 950 clear opening, solid, shielded, tall vision panel, lead glass |  |  | 1 | DOOR | FALSE
DOHI-034.05 | DOOR: hinged, 1 leaf, 950 clear opening, solid, shielded, tall vision panel, lead glass, with integral blind |  |  | 1 | DOOR | FALSE
DOHI-034.06 | DOOR: hinged, 1 leaf, 950 clear opening, solid, anti-ligature, tall vision panel |  |  | 1 | DOOR | FALSE
DOHI-034.07 | DOOR: hinged, 1 leaf, 950 clear opening, solid, anti-ligature, tall vision panel, with integral blind |  |  | 1 | DOOR | FALSE
DOHI-034.08 | DOOR: hinged, 1 leaf, 950 clear opening, solid, anti-ligature, tall vision panel, with switchable glass |  |  | 1 | DOOR | FALSE
DOHI-034.09 | DOOR: hinged, 1 leaf, 950 clear opening, solid, anti-ligature and anti-barricade, tall vision panel |  |  | 1 | DOOR | FALSE
DOHI-034.10 | DOOR: hinged, 1 leaf, 950 clear opening, solid, anti-ligature and anti-barricade, tall vision panel, with integral blind |  |  | 1 | DOOR | FALSE
DOHI-034.11 | DOOR: hinged, 1 leaf, 950 clear opening, solid, anti-ligature and anti-barricade, tall vision panel, with switchable glass |  |  | 1 | DOOR | FALSE
DOHI-035 | DOOR: hinged, 1 leaf, 1000 clear opening, solid, tall vision panel |  |  | 1 | DOOR | FALSE
DOHI-035.01 | DOOR: hinged, 1 leaf, 1000 clear opening, solid, tall vision panel |  |  | 1 | DOOR | FALSE
DOHI-035.02 | DOOR: hinged, 1 leaf, 1000 clear opening, solid, tall vision panel, with integral blind |  |  | 1 | DOOR | FALSE
DOHI-035.03 | DOOR: hinged, 1 leaf, 1000 clear opening, solid, tall vision panel, with switchable glass |  |  | 1 | DOOR | FALSE
DOHI-035.04 | DOOR: hinged, 1 leaf, 1000 clear opening, solid, shielded, tall vision panel, lead glass |  |  | 1 | DOOR | FALSE
DOHI-035.05 | DOOR: hinged, 1 leaf, 1000 clear opening, solid, shielded, tall vision panel, lead glass, with integral blind |  |  | 1 | DOOR | FALSE
DOHI-035.06 | DOOR: hinged, 1 leaf, 1000 clear opening, solid, anti-ligature, tall vision panel |  |  | 1 | DOOR | FALSE
DOHI-035.07 | DOOR: hinged, 1 leaf, 1000 clear opening, solid, anti-ligature, tall vision panel, with integral blind |  |  | 1 | DOOR | FALSE
DOHI-035.08 | DOOR: hinged, 1 leaf, 1000 clear opening, solid, anti-ligature, tall vision panel, with switchable glass |  |  | 1 | DOOR | FALSE
DOHI-035.09 | DOOR: hinged, 1 leaf, 1000 clear opening, solid, anti-ligature and anti-barricade, tall vision panel |  |  | 1 | DOOR | FALSE
DOHI-035.10 | DOOR: hinged, 1 leaf, 1000 clear opening, solid, anti-ligature and anti-barricade, tall vision panel, with integral blind |  |  | 1 | DOOR | FALSE
DOHI-035.11 | DOOR: hinged, 1 leaf, 1000 clear opening, solid, anti-ligature and anti-barricade, tall vision panel, with switchable glass |  |  | 1 | DOOR | FALSE
DOHI-036 | DOOR: hinged, 1 leaf, 1050 clear opening, solid, tall vision panel |  |  | 1 | DOOR | FALSE
DOHI-036.01 | DOOR: hinged, 1 leaf, 1050 clear opening, solid, tall vision panel |  |  | 1 | DOOR | FALSE
DOHI-036.02 | DOOR: hinged, 1 leaf, 1050 clear opening, solid, tall vision panel, with integral blind |  |  | 1 | DOOR | FALSE
DOHI-036.03 | DOOR: hinged, 1 leaf, 1050 clear opening, solid, tall vision panel, with switchable glass |  |  | 1 | DOOR | FALSE
DOHI-036.04 | DOOR: hinged, 1 leaf, 1050 clear opening, solid, shielded, tall vision panel, lead glass |  |  | 1 | DOOR | FALSE
DOHI-036.05 | DOOR: hinged, 1 leaf, 1050 clear opening, solid, shielded, tall vision panel, lead glass, with integral blind |  |  | 1 | DOOR | FALSE
DOHI-036.06 | DOOR: hinged, 1 leaf, 1050 clear opening, solid, anti-ligature, tall vision panel |  |  | 1 | DOOR | FALSE
DOHI-036.07 | DOOR: hinged, 1 leaf, 1050 clear opening, solid, anti-ligature, tall vision panel, with integral blind |  |  | 1 | DOOR | FALSE
DOHI-036.08 | DOOR: hinged, 1 leaf, 1050 clear opening, solid, anti-ligature, tall vision panel, with switchable glass |  |  | 1 | DOOR | FALSE
DOHI-036.09 | DOOR: hinged, 1 leaf, 1050 clear opening, solid, anti-ligature and anti-barricade, tall vision panel |  |  | 1 | DOOR | FALSE
DOHI-036.10 | DOOR: hinged, 1 leaf, 1050 clear opening, solid, anti-ligature and anti-barricade, tall vision panel, with integral blind |  |  | 1 | DOOR | FALSE
DOHI-036.11 | DOOR: hinged, 1 leaf, 1050 clear opening, solid, anti-ligature and anti-barricade, tall vision panel, with switchable glass |  |  | 1 | DOOR | FALSE
DOHI-037 | DOOR: hinged, 1 leaf, 1100 clear opening, solid, tall vision panel |  |  | 1 | DOOR | FALSE
DOHI-037.01 | DOOR: hinged, 1 leaf, 1100 clear opening, solid, tall vision panel |  |  | 1 | DOOR | FALSE
DOHI-037.02 | DOOR: hinged, 1 leaf, 1100 clear opening, solid, tall vision panel, with integral blind |  |  | 1 | DOOR | FALSE
DOHI-037.03 | DOOR: hinged, 1 leaf, 1100 clear opening, solid, tall vision panel, with switchable glass |  |  | 1 | DOOR | FALSE
DOHI-037.04 | DOOR: hinged, 1 leaf, 1100 clear opening, solid, shielded, tall vision panel, lead glass |  |  | 1 | DOOR | FALSE
DOHI-037.05 | DOOR: hinged, 1 leaf, 1100 clear opening, solid, shielded, tall vision panel, lead glass, with integral blind |  |  | 1 | DOOR | FALSE
DOHI-037.06 | DOOR: hinged, 1 leaf, 1100 clear opening, solid, anti-ligature, tall vision panel |  |  | 1 | DOOR | FALSE
DOHI-037.07 | DOOR: hinged, 1 leaf, 1100 clear opening, solid, anti-ligature, tall vision panel, with integral blind |  |  | 1 | DOOR | FALSE
DOHI-037.08 | DOOR: hinged, 1 leaf, 1100 clear opening, solid, anti-ligature, tall vision panel, with switchable glass |  |  | 1 | DOOR | FALSE
DOHI-037.09 | DOOR: hinged, 1 leaf, 1100 clear opening, solid, anti-ligature and anti-barricade, tall vision panel |  |  | 1 | DOOR | FALSE
DOHI-037.10 | DOOR: hinged, 1 leaf, 1100 clear opening, solid, anti-ligature and anti-barricade, tall vision panel, with integral blind |  |  | 1 | DOOR | FALSE
DOHI-037.11 | DOOR: hinged, 1 leaf, 1100 clear opening, solid, anti-ligature and anti-barricade, tall vision panel, with switchable glass |  |  | 1 | DOOR | FALSE
DOHI-038 | DOOR: hinged, 1 leaf, 1150 clear opening, solid, tall vision panel |  |  | 1 | DOOR | FALSE
DOHI-038.01 | DOOR: hinged, 1 leaf, 1150 clear opening, solid, tall vision panel |  |  | 1 | DOOR | FALSE
DOHI-038.02 | DOOR: hinged, 1 leaf, 1150 clear opening, solid, tall vision panel, with integral blind |  |  | 1 | DOOR | FALSE
DOHI-038.03 | DOOR: hinged, 1 leaf, 1150 clear opening, solid, tall vision panel, with switchable glass |  |  | 1 | DOOR | FALSE
DOHI-038.04 | DOOR: hinged, 1 leaf, 1150 clear opening, solid, shielded, tall vision panel, lead glass |  |  | 1 | DOOR | FALSE
DOHI-038.05 | DOOR: hinged, 1 leaf, 1150 clear opening, solid, shielded, tall vision panel, lead glass, with integral blind |  |  | 1 | DOOR | FALSE
DOHI-038.06 | DOOR: hinged, 1 leaf, 1150 clear opening, solid, anti-ligature, tall vision panel |  |  | 1 | DOOR | FALSE
DOHI-038.07 | DOOR: hinged, 1 leaf, 1150 clear opening, solid, anti-ligature, tall vision panel, with integral blind |  |  | 1 | DOOR | FALSE
DOHI-038.08 | DOOR: hinged, 1 leaf, 1150 clear opening, solid, anti-ligature, tall vision panel, with switchable glass |  |  | 1 | DOOR | FALSE
DOHI-038.09 | DOOR: hinged, 1 leaf, 1150 clear opening, solid, anti-ligature and anti-barricade, tall vision panel |  |  | 1 | DOOR | FALSE
DOHI-038.10 | DOOR: hinged, 1 leaf, 1150 clear opening, solid, anti-ligature and anti-barricade, tall vision panel, with integral blind |  |  | 1 | DOOR | FALSE
DOHI-038.11 | DOOR: hinged, 1 leaf, 1150 clear opening, solid, anti-ligature and anti-barricade, tall vision panel, with switchable glass |  |  | 1 | DOOR | FALSE
DOHI-039 | DOOR: hinged, 1 leaf, 1200 clear opening, solid, tall vision panel |  |  | 1 | DOOR | FALSE
DOHI-039.01 | DOOR: hinged, 1 leaf, 1200 clear opening, solid, tall vision panel |  |  | 1 | DOOR | FALSE
DOHI-039.02 | DOOR: hinged, 1 leaf, 1200 clear opening, solid, tall vision panel, with integral blind |  |  | 1 | DOOR | FALSE
DOHI-039.03 | DOOR: hinged, 1 leaf, 1200 clear opening, solid, tall vision panel, with switchable glass |  |  | 1 | DOOR | FALSE
DOHI-039.04 | DOOR: hinged, 1 leaf, 1200 clear opening, solid, shielded, tall vision panel, lead glass |  |  | 1 | DOOR | FALSE
DOHI-039.05 | DOOR: hinged, 1 leaf, 1200 clear opening, solid, shielded, tall vision panel, lead glass, with integral blind |  |  | 1 | DOOR | FALSE
DOHI-039.06 | DOOR: hinged, 1 leaf, 1200 clear opening, solid, anti-ligature, tall vision panel |  |  | 1 | DOOR | FALSE
DOHI-039.07 | DOOR: hinged, 1 leaf, 1200 clear opening, solid, anti-ligature, tall vision panel, with integral blind |  |  | 1 | DOOR | FALSE
DOHI-039.08 | DOOR: hinged, 1 leaf, 1200 clear opening, solid, anti-ligature, tall vision panel, with switchable glass |  |  | 1 | DOOR | FALSE
DOHI-039.09 | DOOR: hinged, 1 leaf, 1200 clear opening, solid, anti-ligature and anti-barricade, tall vision panel |  |  | 1 | DOOR | FALSE
DOHI-039.10 | DOOR: hinged, 1 leaf, 1200 clear opening, solid, anti-ligature and anti-barricade, tall vision panel, with integral blind |  |  | 1 | DOOR | FALSE
DOHI-039.11 | DOOR: hinged, 1 leaf, 1200 clear opening, solid, anti-ligature and anti-barricade, tall vision panel, with switchable glass |  |  | 1 | DOOR | FALSE
DOHI-041 | DOOR: hinged, 1 leaf, 800 clear opening, solid, wide vision panel |  |  | 1 | DOOR | FALSE
DOHI-041.01 | DOOR: hinged, 1 leaf, 800 clear opening, solid, wide vision panel |  |  | 1 | DOOR | FALSE
DOHI-041.02 | DOOR: hinged, 1 leaf, 800 clear opening, solid, wide vision panel, with integral blind |  |  | 1 | DOOR | FALSE
DOHI-041.03 | DOOR: hinged, 1 leaf, 800 clear opening, solid, wide vision panel, with switchable glass |  |  | 1 | DOOR | FALSE
DOHI-041.04 | DOOR: hinged, 1 leaf, 800 clear opening, solid, shielded, wide vision panel, lead glass |  |  | 1 | DOOR | FALSE
DOHI-041.05 | DOOR: hinged, 1 leaf, 800 clear opening, solid, shielded, wide vision panel, lead glass, with integral blind |  |  | 1 | DOOR | FALSE
DOHI-041.06 | DOOR: hinged, 1 leaf, 800 clear opening, solid, anti-ligature, wide vision panel |  |  | 1 | DOOR | FALSE
DOHI-041.07 | DOOR: hinged, 1 leaf, 800 clear opening, solid, anti-ligature, wide vision panel, with integral blind |  |  | 1 | DOOR | FALSE
DOHI-041.08 | DOOR: hinged, 1 leaf, 800 clear opening, solid, anti-ligature, wide vision panel, with switchable glass |  |  | 1 | DOOR | FALSE
DOHI-041.09 | DOOR: hinged, 1 leaf, 800 clear opening, solid, anti-ligature and anti-barricade, wide vision panel |  |  | 1 | DOOR | FALSE
DOHI-041.10 | DOOR: hinged, 1 leaf, 800 clear opening, solid, anti-ligature and anti-barricade, wide vision panel, with integral blind |  |  | 1 | DOOR | FALSE
DOHI-041.11 | DOOR: hinged, 1 leaf, 800 clear opening, solid, anti-ligature and anti-barricade, wide vision panel, with switchable glass |  |  | 1 | DOOR | FALSE
DOHI-042 | DOOR: hinged, 1 leaf, 850 clear opening, solid, wide vision panel |  |  | 1 | DOOR | FALSE
DOHI-042.01 | DOOR: hinged, 1 leaf, 850 clear opening, solid, wide vision panel |  |  | 1 | DOOR | FALSE
DOHI-042.02 | DOOR: hinged, 1 leaf, 850 clear opening, solid, wide vision panel, with integral blind |  |  | 1 | DOOR | FALSE
DOHI-042.03 | DOOR: hinged, 1 leaf, 850 clear opening, solid, wide vision panel, with switchable glass |  |  | 1 | DOOR | FALSE
DOHI-042.04 | DOOR: hinged, 1 leaf, 850 clear opening, solid, shielded, wide vision panel, lead glass |  |  | 1 | DOOR | FALSE
DOHI-042.05 | DOOR: hinged, 1 leaf, 850 clear opening, solid, shielded, wide vision panel, lead glass, with integral blind |  |  | 1 | DOOR | FALSE
DOHI-042.06 | DOOR: hinged, 1 leaf, 850 clear opening, solid, anti-ligature, wide vision panel |  |  | 1 | DOOR | FALSE
DOHI-042.07 | DOOR: hinged, 1 leaf, 850 clear opening, solid, anti-ligature, wide vision panel, with integral blind |  |  | 1 | DOOR | FALSE
DOHI-042.08 | DOOR: hinged, 1 leaf, 850 clear opening, solid, anti-ligature, wide vision panel, with switchable glass |  |  | 1 | DOOR | FALSE
DOHI-042.09 | DOOR: hinged, 1 leaf, 850 clear opening, solid, anti-ligature and anti-barricade, wide vision panel |  |  | 1 | DOOR | FALSE
DOHI-042.10 | DOOR: hinged, 1 leaf, 850 clear opening, solid, anti-ligature and anti-barricade, wide vision panel, with integral blind |  |  | 1 | DOOR | FALSE
DOHI-042.11 | DOOR: hinged, 1 leaf, 850 clear opening, solid, anti-ligature and anti-barricade, wide vision panel, with switchable glass |  |  | 1 | DOOR | FALSE
DOHI-043 | DOOR: hinged, 1 leaf, 900 clear opening, solid, wide vision panel |  |  | 1 | DOOR | FALSE
DOHI-043.01 | DOOR: hinged, 1 leaf, 900 clear opening, solid, wide vision panel | DWGL-002; DWGL-003 | DOOR: 910mm c/o, single leaf, half glazed, solid core/glass, paint; DOOR: 910mm c/o, single leaf, half glazed, solid core/safety glass, paint | 1 | DOOR | TRUE
DOHI-043.02 | DOOR: hinged, 1 leaf, 900 clear opening, solid, wide vision panel, with integral blind |  |  | 1 | DOOR | TRUE
DOHI-043.03 | DOOR: hinged, 1 leaf, 900 clear opening, solid, wide vision panel, with switchable glass |  |  | 1 | DOOR | FALSE
DOHI-043.04 | DOOR: hinged, 1 leaf, 900 clear opening, solid, shielded, wide vision panel, lead glass |  |  | 1 | DOOR | FALSE
DOHI-043.05 | DOOR: hinged, 1 leaf, 900 clear opening, solid, shielded, wide vision panel, lead glass, with integral blind |  |  | 1 | DOOR | FALSE
DOHI-043.06 | DOOR: hinged, 1 leaf, 900 clear opening, solid, anti-ligature, wide vision panel |  |  | 1 | DOOR | FALSE
DOHI-043.07 | DOOR: hinged, 1 leaf, 900 clear opening, solid, anti-ligature, wide vision panel, with integral blind |  |  | 1 | DOOR | FALSE
DOHI-043.08 | DOOR: hinged, 1 leaf, 900 clear opening, solid, anti-ligature, wide vision panel, with switchable glass |  |  | 1 | DOOR | FALSE
DOHI-043.09 | DOOR: hinged, 1 leaf, 900 clear opening, solid, anti-ligature and anti-barricade, wide vision panel |  |  | 1 | DOOR | FALSE
DOHI-043.10 | DOOR: hinged, 1 leaf, 900 clear opening, solid, anti-ligature and anti-barricade, wide vision panel, with integral blind |  |  | 1 | DOOR | FALSE
DOHI-043.11 | DOOR: hinged, 1 leaf, 900 clear opening, solid, anti-ligature and anti-barricade, wide vision panel, with switchable glass |  |  | 1 | DOOR | FALSE
DOHI-044 | DOOR: hinged, 1 leaf, 950 clear opening, solid, wide vision panel |  |  | 1 | DOOR | FALSE
DOHI-044.01 | DOOR: hinged, 1 leaf, 950 clear opening, solid, wide vision panel |  |  | 1 | DOOR | FALSE
DOHI-044.02 | DOOR: hinged, 1 leaf, 950 clear opening, solid, wide vision panel, with integral blind |  |  | 1 | DOOR | FALSE
DOHI-044.03 | DOOR: hinged, 1 leaf, 950 clear opening, solid, wide vision panel, with switchable glass |  |  | 1 | DOOR | FALSE
DOHI-044.04 | DOOR: hinged, 1 leaf, 950 clear opening, solid, shielded, wide vision panel, lead glass |  |  | 1 | DOOR | FALSE
DOHI-044.05 | DOOR: hinged, 1 leaf, 950 clear opening, solid, shielded, wide vision panel, lead glass, with integral blind |  |  | 1 | DOOR | FALSE
DOHI-044.06 | DOOR: hinged, 1 leaf, 950 clear opening, solid, anti-ligature, wide vision panel |  |  | 1 | DOOR | FALSE
DOHI-044.07 | DOOR: hinged, 1 leaf, 950 clear opening, solid, anti-ligature, wide vision panel, with integral blind |  |  | 1 | DOOR | FALSE
DOHI-044.08 | DOOR: hinged, 1 leaf, 950 clear opening, solid, anti-ligature, wide vision panel, with switchable glass |  |  | 1 | DOOR | FALSE
DOHI-044.09 | DOOR: hinged, 1 leaf, 950 clear opening, solid, anti-ligature and anti-barricade, wide vision panel |  |  | 1 | DOOR | FALSE
DOHI-044.10 | DOOR: hinged, 1 leaf, 950 clear opening, solid, anti-ligature and anti-barricade, wide vision panel, with integral blind |  |  | 1 | DOOR | FALSE
DOHI-044.11 | DOOR: hinged, 1 leaf, 950 clear opening, solid, anti-ligature and anti-barricade, wide vision panel, with switchable glass |  |  | 1 | DOOR | FALSE
DOHI-045 | DOOR: hinged, 1 leaf, 1000 clear opening, solid, wide vision panel |  |  | 1 | DOOR | FALSE
DOHI-045.01 | DOOR: hinged, 1 leaf, 1000 clear opening, solid, wide vision panel |  |  | 1 | DOOR | FALSE
DOHI-045.02 | DOOR: hinged, 1 leaf, 1000 clear opening, solid, wide vision panel, with integral blind |  |  | 1 | DOOR | FALSE
DOHI-045.03 | DOOR: hinged, 1 leaf, 1000 clear opening, solid, wide vision panel, with switchable glass |  |  | 1 | DOOR | FALSE
DOHI-045.04 | DOOR: hinged, 1 leaf, 1000 clear opening, solid, shielded, wide vision panel, lead glass |  |  | 1 | DOOR | FALSE
DOHI-045.05 | DOOR: hinged, 1 leaf, 1000 clear opening, solid, shielded, wide vision panel, lead glass, with integral blind |  |  | 1 | DOOR | FALSE
DOHI-045.06 | DOOR: hinged, 1 leaf, 1000 clear opening, solid, anti-ligature, wide vision panel |  |  | 1 | DOOR | FALSE
DOHI-045.07 | DOOR: hinged, 1 leaf, 1000 clear opening, solid, anti-ligature, wide vision panel, with integral blind |  |  | 1 | DOOR | FALSE
DOHI-045.08 | DOOR: hinged, 1 leaf, 1000 clear opening, solid, anti-ligature, wide vision panel, with switchable glass |  |  | 1 | DOOR | FALSE
DOHI-045.09 | DOOR: hinged, 1 leaf, 1000 clear opening, solid, anti-ligature and anti-barricade, wide vision panel |  |  | 1 | DOOR | FALSE
DOHI-045.10 | DOOR: hinged, 1 leaf, 1000 clear opening, solid, anti-ligature and anti-barricade, wide vision panel, with integral blind |  |  | 1 | DOOR | FALSE
DOHI-045.11 | DOOR: hinged, 1 leaf, 1000 clear opening, solid, anti-ligature and anti-barricade, wide vision panel, with switchable glass |  |  | 1 | DOOR | FALSE
DOHI-046 | DOOR: hinged, 1 leaf, 1050 clear opening, solid, wide vision panel |  |  | 1 | DOOR | FALSE
DOHI-046.01 | DOOR: hinged, 1 leaf, 1050 clear opening, solid, wide vision panel |  |  | 1 | DOOR | FALSE
DOHI-046.02 | DOOR: hinged, 1 leaf, 1050 clear opening, solid, wide vision panel, with integral blind |  |  | 1 | DOOR | FALSE
DOHI-046.03 | DOOR: hinged, 1 leaf, 1050 clear opening, solid, wide vision panel, with switchable glass |  |  | 1 | DOOR | FALSE
DOHI-046.04 | DOOR: hinged, 1 leaf, 1050 clear opening, solid, shielded, wide vision panel, lead glass |  |  | 1 | DOOR | FALSE
DOHI-046.05 | DOOR: hinged, 1 leaf, 1050 clear opening, solid, shielded, wide vision panel, lead glass, with integral blind |  |  | 1 | DOOR | FALSE
DOHI-046.06 | DOOR: hinged, 1 leaf, 1050 clear opening, solid, anti-ligature, wide vision panel |  |  | 1 | DOOR | FALSE
DOHI-046.07 | DOOR: hinged, 1 leaf, 1050 clear opening, solid, anti-ligature, wide vision panel, with integral blind |  |  | 1 | DOOR | FALSE
DOHI-046.08 | DOOR: hinged, 1 leaf, 1050 clear opening, solid, anti-ligature, wide vision panel, with switchable glass |  |  | 1 | DOOR | FALSE
DOHI-046.09 | DOOR: hinged, 1 leaf, 1050 clear opening, solid, anti-ligature and anti-barricade, wide vision panel |  |  | 1 | DOOR | FALSE
DOHI-046.10 | DOOR: hinged, 1 leaf, 1050 clear opening, solid, anti-ligature and anti-barricade, wide vision panel, with integral blind |  |  | 1 | DOOR | FALSE
DOHI-046.11 | DOOR: hinged, 1 leaf, 1050 clear opening, solid, anti-ligature and anti-barricade, wide vision panel, with switchable glass |  |  | 1 | DOOR | FALSE
DOHI-047 | DOOR: hinged, 1 leaf, 1100 clear opening, solid, wide vision panel |  |  | 1 | DOOR | FALSE
DOHI-047.01 | DOOR: hinged, 1 leaf, 1100 clear opening, solid, wide vision panel |  |  | 1 | DOOR | FALSE
DOHI-047.02 | DOOR: hinged, 1 leaf, 1100 clear opening, solid, wide vision panel, with integral blind |  |  | 1 | DOOR | FALSE
DOHI-047.03 | DOOR: hinged, 1 leaf, 1100 clear opening, solid, wide vision panel, with switchable glass |  |  | 1 | DOOR | FALSE
DOHI-047.04 | DOOR: hinged, 1 leaf, 1100 clear opening, solid, shielded, wide vision panel, lead glass |  |  | 1 | DOOR | FALSE
DOHI-047.05 | DOOR: hinged, 1 leaf, 1100 clear opening, solid, shielded, wide vision panel, lead glass, with integral blind |  |  | 1 | DOOR | FALSE
DOHI-047.06 | DOOR: hinged, 1 leaf, 1100 clear opening, solid, anti-ligature, wide vision panel |  |  | 1 | DOOR | FALSE
DOHI-047.07 | DOOR: hinged, 1 leaf, 1100 clear opening, solid, anti-ligature, wide vision panel, with integral blind |  |  | 1 | DOOR | FALSE
DOHI-047.08 | DOOR: hinged, 1 leaf, 1100 clear opening, solid, anti-ligature, wide vision panel, with switchable glass |  |  | 1 | DOOR | FALSE
DOHI-047.09 | DOOR: hinged, 1 leaf, 1100 clear opening, solid, anti-ligature and anti-barricade, wide vision panel |  |  | 1 | DOOR | FALSE
DOHI-047.10 | DOOR: hinged, 1 leaf, 1100 clear opening, solid, anti-ligature and anti-barricade, wide vision panel, with integral blind |  |  | 1 | DOOR | FALSE
DOHI-047.11 | DOOR: hinged, 1 leaf, 1100 clear opening, solid, anti-ligature and anti-barricade, wide vision panel, with switchable glass |  |  | 1 | DOOR | FALSE
DOHI-048 | DOOR: hinged, 1 leaf, 1150 clear opening, solid, wide vision panel |  |  | 1 | DOOR | FALSE
DOHI-048.01 | DOOR: hinged, 1 leaf, 1150 clear opening, solid, wide vision panel |  |  | 1 | DOOR | FALSE
DOHI-048.02 | DOOR: hinged, 1 leaf, 1150 clear opening, solid, wide vision panel, with integral blind |  |  | 1 | DOOR | FALSE
DOHI-048.03 | DOOR: hinged, 1 leaf, 1150 clear opening, solid, wide vision panel, with switchable glass |  |  | 1 | DOOR | FALSE
DOHI-048.04 | DOOR: hinged, 1 leaf, 1150 clear opening, solid, shielded, wide vision panel, lead glass |  |  | 1 | DOOR | FALSE
DOHI-048.05 | DOOR: hinged, 1 leaf, 1150 clear opening, solid, shielded, wide vision panel, lead glass, with integral blind |  |  | 1 | DOOR | FALSE
DOHI-048.06 | DOOR: hinged, 1 leaf, 1150 clear opening, solid, anti-ligature, wide vision panel |  |  | 1 | DOOR | FALSE
DOHI-048.07 | DOOR: hinged, 1 leaf, 1150 clear opening, solid, anti-ligature, wide vision panel, with integral blind |  |  | 1 | DOOR | FALSE
DOHI-048.08 | DOOR: hinged, 1 leaf, 1150 clear opening, solid, anti-ligature, wide vision panel, with switchable glass |  |  | 1 | DOOR | FALSE
DOHI-048.09 | DOOR: hinged, 1 leaf, 1150 clear opening, solid, anti-ligature and anti-barricade, wide vision panel |  |  | 1 | DOOR | FALSE
DOHI-048.10 | DOOR: hinged, 1 leaf, 1150 clear opening, solid, anti-ligature and anti-barricade, wide vision panel, with integral blind |  |  | 1 | DOOR | FALSE
DOHI-048.11 | DOOR: hinged, 1 leaf, 1150 clear opening, solid, anti-ligature and anti-barricade, wide vision panel, with switchable glass |  |  | 1 | DOOR | FALSE
DOHI-049 | DOOR: hinged, 1 leaf, 1200 clear opening, solid, wide vision panel |  |  | 1 | DOOR | FALSE
DOHI-049.01 | DOOR: hinged, 1 leaf, 1200 clear opening, solid, wide vision panel |  |  | 1 | DOOR | FALSE
DOHI-049.02 | DOOR: hinged, 1 leaf, 1200 clear opening, solid, wide vision panel, with integral blind |  |  | 1 | DOOR | FALSE
DOHI-049.03 | DOOR: hinged, 1 leaf, 1200 clear opening, solid, wide vision panel, with switchable glass |  |  | 1 | DOOR | FALSE
DOHI-049.04 | DOOR: hinged, 1 leaf, 1200 clear opening, solid, shielded, wide vision panel, lead glass |  |  | 1 | DOOR | FALSE
DOHI-049.05 | DOOR: hinged, 1 leaf, 1200 clear opening, solid, shielded, wide vision panel, lead glass, with integral blind |  |  | 1 | DOOR | FALSE
DOHI-049.06 | DOOR: hinged, 1 leaf, 1200 clear opening, solid, anti-ligature, wide vision panel |  |  | 1 | DOOR | FALSE
DOHI-049.07 | DOOR: hinged, 1 leaf, 1200 clear opening, solid, anti-ligature, wide vision panel, with integral blind |  |  | 1 | DOOR | FALSE
DOHI-049.08 | DOOR: hinged, 1 leaf, 1200 clear opening, solid, anti-ligature, wide vision panel, with switchable glass |  |  | 1 | DOOR | FALSE
DOHI-049.09 | DOOR: hinged, 1 leaf, 1200 clear opening, solid, anti-ligature and anti-barricade, wide vision panel |  |  | 1 | DOOR | FALSE
DOHI-049.10 | DOOR: hinged, 1 leaf, 1200 clear opening, solid, anti-ligature and anti-barricade, wide vision panel, with integral blind |  |  | 1 | DOOR | FALSE
DOHI-049.11 | DOOR: hinged, 1 leaf, 1200 clear opening, solid, anti-ligature and anti-barricade, wide vision panel, with switchable glass |  |  | 1 | DOOR | FALSE
DOHI-052 | DOOR: hinged, 1 leaf, 850 clear opening, solid, fire rated, fire vision panel |  |  | 1 | DOOR | FALSE
DOHI-052.01 | DOOR: hinged, 1 leaf, 850 clear opening, solid, fire rated, fire vision panel |  |  | 1 | DOOR | FALSE
DOHI-052.02 | DOOR: hinged, 1 leaf, 850 clear opening, solid, fire rated, fire vision panel, with cover |  |  | 1 | DOOR | FALSE
DOHI-052.03 | DOOR: hinged, 1 leaf, 850 clear opening, solid, fire rated, shielded, fire vision panel, lead glass |  |  | 1 | DOOR | FALSE
DOHI-052.04 | DOOR: hinged, 1 leaf, 850 clear opening, solid, fire rated, shielded, fire vision panel, lead glass, with cover |  |  | 1 | DOOR | FALSE
DOHI-052.05 | DOOR: hinged, 1 leaf, 850 clear opening, solid, fire rated, anti-ligature, fire vision panel |  |  | 1 | DOOR | FALSE
DOHI-053 | DOOR: hinged, 1 leaf, 900 clear opening, solid, fire rated, fire vision panel |  |  | 1 | DOOR | FALSE
DOHI-053.01 | DOOR: hinged, 1 leaf, 900 clear opening, solid, fire rated, fire vision panel |  |  | 1 | DOOR | FALSE
DOHI-053.02 | DOOR: hinged, 1 leaf, 900 clear opening, solid, fire rated, fire vision panel, with cover |  |  | 1 | DOOR | FALSE
DOHI-053.03 | DOOR: hinged, 1 leaf, 900 clear opening, solid, fire rated, shielded, fire vision panel, lead glass |  |  | 1 | DOOR | FALSE
DOHI-053.04 | DOOR: hinged, 1 leaf, 900 clear opening, solid, fire rated, shielded, fire vision panel, lead glass, with cover |  |  | 1 | DOOR | FALSE
DOHI-053.05 | DOOR: hinged, 1 leaf, 900 clear opening, solid, fire rated, anti-ligature, fire vision panel |  |  | 1 | DOOR | FALSE
DOHI-054 | DOOR: hinged, 1 leaf, 950 clear opening, solid, fire rated, fire vision panel |  |  | 1 | DOOR | FALSE
DOHI-054.01 | DOOR: hinged, 1 leaf, 950 clear opening, solid, fire rated, fire vision panel |  |  | 1 | DOOR | FALSE
DOHI-054.02 | DOOR: hinged, 1 leaf, 950 clear opening, solid, fire rated, fire vision panel, with cover |  |  | 1 | DOOR | FALSE
DOHI-054.03 | DOOR: hinged, 1 leaf, 950 clear opening, solid, fire rated, shielded, fire vision panel, lead glass |  |  | 1 | DOOR | FALSE
DOHI-054.04 | DOOR: hinged, 1 leaf, 950 clear opening, solid, fire rated, shielded, fire vision panel, lead glass, with cover |  |  | 1 | DOOR | FALSE
DOHI-054.05 | DOOR: hinged, 1 leaf, 950 clear opening, solid, fire rated, anti-ligature, fire vision panel |  |  | 1 | DOOR | FALSE
DOHI-055 | DOOR: hinged, 1 leaf, 1000 clear opening, solid, fire rated, fire vision panel |  |  | 1 | DOOR | FALSE
DOHI-055.01 | DOOR: hinged, 1 leaf, 1000 clear opening, solid, fire rated, fire vision panel |  |  | 1 | DOOR | FALSE
DOHI-055.02 | DOOR: hinged, 1 leaf, 1000 clear opening, solid, fire rated, fire vision panel, with cover |  |  | 1 | DOOR | FALSE
DOHI-055.03 | DOOR: hinged, 1 leaf, 1000 clear opening, solid, fire rated, shielded, fire vision panel, lead glass |  |  | 1 | DOOR | FALSE
DOHI-055.04 | DOOR: hinged, 1 leaf, 1000 clear opening, solid, fire rated, shielded, fire vision panel, lead glass, with cover |  |  | 1 | DOOR | FALSE
DOHI-055.05 | DOOR: hinged, 1 leaf, 1000 clear opening, solid, fire rated, anti-ligature, fire vision panel |  |  | 1 | DOOR | FALSE
DOHI-056 | DOOR: hinged, 1 leaf, 1050 clear opening, solid, fire rated, fire vision panel |  |  | 1 | DOOR | FALSE
DOHI-056.01 | DOOR: hinged, 1 leaf, 1050 clear opening, solid, fire rated, fire vision panel |  |  | 1 | DOOR | FALSE
DOHI-056.02 | DOOR: hinged, 1 leaf, 1050 clear opening, solid, fire rated, fire vision panel, with cover |  |  | 1 | DOOR | FALSE
DOHI-056.03 | DOOR: hinged, 1 leaf, 1050 clear opening, solid, fire rated, shielded, fire vision panel, lead glass |  |  | 1 | DOOR | FALSE
DOHI-056.04 | DOOR: hinged, 1 leaf, 1050 clear opening, solid, fire rated, shielded, fire vision panel, lead glass, with cover |  |  | 1 | DOOR | FALSE
DOHI-056.05 | DOOR: hinged, 1 leaf, 1050 clear opening, solid, fire rated, anti-ligature, fire vision panel |  |  | 1 | DOOR | FALSE
DOHI-057 | DOOR: hinged, 1 leaf, 1100 clear opening, solid, fire rated, fire vision panel |  |  | 1 | DOOR | FALSE
DOHI-057.01 | DOOR: hinged, 1 leaf, 1100 clear opening, solid, fire rated, fire vision panel |  |  | 1 | DOOR | FALSE
DOHI-057.02 | DOOR: hinged, 1 leaf, 1100 clear opening, solid, fire rated, fire vision panel, with cover |  |  | 1 | DOOR | FALSE
DOHI-057.03 | DOOR: hinged, 1 leaf, 1100 clear opening, solid, fire rated, shielded, fire vision panel, lead glass |  |  | 1 | DOOR | FALSE
DOHI-057.04 | DOOR: hinged, 1 leaf, 1100 clear opening, solid, fire rated, shielded, fire vision panel, lead glass, with cover |  |  | 1 | DOOR | FALSE
DOHI-057.05 | DOOR: hinged, 1 leaf, 1100 clear opening, solid, fire rated, anti-ligature, fire vision panel |  |  | 1 | DOOR | FALSE
DOHI-058 | DOOR: hinged, 1 leaf, 1150 clear opening, solid, fire rated, fire vision panel |  |  | 1 | DOOR | FALSE
DOHI-058.01 | DOOR: hinged, 1 leaf, 1150 clear opening, solid, fire rated, fire vision panel |  |  | 1 | DOOR | FALSE
DOHI-058.02 | DOOR: hinged, 1 leaf, 1150 clear opening, solid, fire rated, fire vision panel, with cover |  |  | 1 | DOOR | FALSE
DOHI-058.03 | DOOR: hinged, 1 leaf, 1150 clear opening, solid, fire rated, shielded, fire vision panel, lead glass |  |  | 1 | DOOR | FALSE
DOHI-058.04 | DOOR: hinged, 1 leaf, 1150 clear opening, solid, fire rated, shielded, fire vision panel, lead glass, with cover |  |  | 1 | DOOR | FALSE
DOHI-058.05 | DOOR: hinged, 1 leaf, 1150 clear opening, solid, fire rated, anti-ligature, fire vision panel |  |  | 1 | DOOR | FALSE
DOHI-059 | DOOR: hinged, 1 leaf, 1200 clear opening, solid, fire rated, fire vision panel |  |  | 1 | DOOR | FALSE
DOHI-059.01 | DOOR: hinged, 1 leaf, 1200 clear opening, solid, fire rated, fire vision panel |  |  | 1 | DOOR | FALSE
DOHI-059.02 | DOOR: hinged, 1 leaf, 1200 clear opening, solid, fire rated, fire vision panel, with cover |  |  | 1 | DOOR | FALSE
DOHI-059.03 | DOOR: hinged, 1 leaf, 1200 clear opening, solid, fire rated, shielded, fire vision panel, lead glass |  |  | 1 | DOOR | FALSE
DOHI-059.04 | DOOR: hinged, 1 leaf, 1200 clear opening, solid, fire rated, shielded, fire vision panel, lead glass, with cover |  |  | 1 | DOOR | FALSE
DOHI-059.05 | DOOR: hinged, 1 leaf, 1200 clear opening, solid, fire rated, anti-ligature, fire vision panel |  |  | 1 | DOOR | FALSE
DOHI-061 | DOOR: hinged, 1 leaf, 800 clear opening, fully glazed, framed |  |  | 1 | DOOR | FALSE
DOHI-061.01 | DOOR: hinged, 1 leaf, 800 clear opening, fully glazed, framed |  |  | 1 | DOOR | FALSE
DOHI-061.02 | DOOR: hinged, 1 leaf, 800 clear opening, fully glazed, framed, with integral blinds |  |  | 1 | DOOR | FALSE
DOHI-061.03 | DOOR: hinged, 1 leaf, 800 clear opening, fully glazed, framed, with switchable glass |  |  | 1 | DOOR | FALSE
DOHI-062 | DOOR: hinged, 1 leaf, 850 clear opening, fully glazed, framed |  |  | 1 | DOOR | FALSE
DOHI-062.01 | DOOR: hinged, 1 leaf, 850 clear opening, fully glazed, framed |  |  | 1 | DOOR | FALSE
DOHI-062.02 | DOOR: hinged, 1 leaf, 850 clear opening, fully glazed, framed, with integral blinds |  |  | 1 | DOOR | FALSE
DOHI-062.03 | DOOR: hinged, 1 leaf, 850 clear opening, fully glazed, framed, with switchable glass |  |  | 1 | DOOR | FALSE
DOHI-063 | DOOR: hinged, 1 leaf, 900 clear opening, fully glazed, framed |  |  | 1 | DOOR | FALSE
DOHI-063.01 | DOOR: hinged, 1 leaf, 900 clear opening, fully glazed, framed | DWGL-001 | DOOR: 910mm c/o, single leaf, fully glazed, alum/safety glass, powder coat/paint | 1 | DOOR | FALSE
DOHI-063.02 | DOOR: hinged, 1 leaf, 900 clear opening, fully glazed, framed, with integral blinds |  |  | 1 | DOOR | FALSE
DOHI-063.03 | DOOR: hinged, 1 leaf, 900 clear opening, fully glazed, framed, with switchable glass |  |  | 1 | DOOR | FALSE
DOHI-064 | DOOR: hinged, 1 leaf, 950 clear opening, fully glazed, framed |  |  | 1 | DOOR | FALSE
DOHI-064.01 | DOOR: hinged, 1 leaf, 950 clear opening, fully glazed, framed |  |  | 1 | DOOR | FALSE
DOHI-064.02 | DOOR: hinged, 1 leaf, 950 clear opening, fully glazed, framed, with integral blinds |  |  | 1 | DOOR | FALSE
DOHI-064.03 | DOOR: hinged, 1 leaf, 950 clear opening, fully glazed, framed, with switchable glass |  |  | 1 | DOOR | FALSE
DOHI-065 | DOOR: hinged, 1 leaf, 1000 clear opening, fully glazed, framed |  |  | 1 | DOOR | FALSE
DOHI-065.01 | DOOR: hinged, 1 leaf, 1000 clear opening, fully glazed, framed |  |  | 1 | DOOR | FALSE
DOHI-065.02 | DOOR: hinged, 1 leaf, 1000 clear opening, fully glazed, framed, with integral blinds |  |  | 1 | DOOR | FALSE
DOHI-065.03 | DOOR: hinged, 1 leaf, 1000 clear opening, fully glazed, framed, with switchable glass |  |  | 1 | DOOR | FALSE
DOHI-066 | DOOR: hinged, 1 leaf, 1050 clear opening, fully glazed, framed |  |  | 1 | DOOR | FALSE
DOHI-066.01 | DOOR: hinged, 1 leaf, 1050 clear opening, fully glazed, framed |  |  | 1 | DOOR | FALSE
DOHI-066.02 | DOOR: hinged, 1 leaf, 1050 clear opening, fully glazed, framed, with integral blinds |  |  | 1 | DOOR | FALSE
DOHI-066.03 | DOOR: hinged, 1 leaf, 1050 clear opening, fully glazed, framed, with switchable glass |  |  | 1 | DOOR | FALSE
DOHI-067 | DOOR: hinged, 1 leaf, 1100 clear opening, fully glazed, framed |  |  | 1 | DOOR | FALSE
DOHI-067.01 | DOOR: hinged, 1 leaf, 1100 clear opening, fully glazed, framed |  |  | 1 | DOOR | FALSE
DOHI-067.02 | DOOR: hinged, 1 leaf, 1100 clear opening, fully glazed, framed, with integral blinds |  |  | 1 | DOOR | FALSE
DOHI-067.03 | DOOR: hinged, 1 leaf, 1100 clear opening, fully glazed, framed, with switchable glass |  |  | 1 | DOOR | FALSE
DOHI-068 | DOOR: hinged, 1 leaf, 1150 clear opening, fully glazed, framed |  |  | 1 | DOOR | FALSE
DOHI-068.01 | DOOR: hinged, 1 leaf, 1150 clear opening, fully glazed, framed |  |  | 1 | DOOR | FALSE
DOHI-068.02 | DOOR: hinged, 1 leaf, 1150 clear opening, fully glazed, framed, with integral blinds |  |  | 1 | DOOR | FALSE
DOHI-068.03 | DOOR: hinged, 1 leaf, 1150 clear opening, fully glazed, framed, with switchable glass |  |  | 1 | DOOR | FALSE
DOHI-069 | DOOR: hinged, 1 leaf, 1200 clear opening, fully glazed, framed |  |  | 1 | DOOR | FALSE
DOHI-069.01 | DOOR: hinged, 1 leaf, 1200 clear opening, fully glazed, framed |  |  | 1 | DOOR | FALSE
DOHI-069.02 | DOOR: hinged, 1 leaf, 1200 clear opening, fully glazed, framed, with integral blinds |  |  | 1 | DOOR | FALSE
DOHI-069.03 | DOOR: hinged, 1 leaf, 1200 clear opening, fully glazed, framed, with switchable glass |  |  | 1 | DOOR | FALSE
DOHI-071 | DOOR: hinged, 1 leaf, 800 clear opening, fully glazed, framed with mid-rail |  |  | 1 | DOOR | FALSE
DOHI-071.01 | DOOR: hinged, 1 leaf, 800 clear opening, fully glazed, framed with mid-rail |  |  | 1 | DOOR | FALSE
DOHI-071.02 | DOOR: hinged, 1 leaf, 800 clear opening, fully glazed, framed with mid-rail, with integral blinds |  |  | 1 | DOOR | FALSE
DOHI-071.03 | DOOR: hinged, 1 leaf, 800 clear opening, fully glazed, framed with mid-rail, with switchable glass |  |  | 1 | DOOR | FALSE
DOHI-072 | DOOR: hinged, 1 leaf, 850 clear opening, fully glazed, framed with mid-rail |  |  | 1 | DOOR | FALSE
DOHI-072.01 | DOOR: hinged, 1 leaf, 850 clear opening, fully glazed, framed with mid-rail |  |  | 1 | DOOR | FALSE
DOHI-072.02 | DOOR: hinged, 1 leaf, 850 clear opening, fully glazed, framed with mid-rail, with integral blinds |  |  | 1 | DOOR | FALSE
DOHI-072.03 | DOOR: hinged, 1 leaf, 850 clear opening, fully glazed, framed with mid-rail, with switchable glass |  |  | 1 | DOOR | FALSE
DOHI-073 | DOOR: hinged, 1 leaf, 900 clear opening, fully glazed, framed with mid-rail |  |  | 1 | DOOR | FALSE
DOHI-073.01 | DOOR: hinged, 1 leaf, 900 clear opening, fully glazed, framed with mid-rail |  |  | 1 | DOOR | FALSE
DOHI-073.02 | DOOR: hinged, 1 leaf, 900 clear opening, fully glazed, framed with mid-rail, with integral blinds |  |  | 1 | DOOR | FALSE
DOHI-073.03 | DOOR: hinged, 1 leaf, 900 clear opening, fully glazed, framed with mid-rail, with switchable glass |  |  | 1 | DOOR | FALSE
DOHI-074 | DOOR: hinged, 1 leaf, 950 clear opening, fully glazed, framed with mid-rail |  |  | 1 | DOOR | FALSE
DOHI-074.01 | DOOR: hinged, 1 leaf, 950 clear opening, fully glazed, framed with mid-rail |  |  | 1 | DOOR | FALSE
DOHI-074.02 | DOOR: hinged, 1 leaf, 950 clear opening, fully glazed, framed with mid-rail, with integral blinds |  |  | 1 | DOOR | FALSE
DOHI-074.03 | DOOR: hinged, 1 leaf, 950 clear opening, fully glazed, framed with mid-rail, with switchable glass |  |  | 1 | DOOR | FALSE
DOHI-075 | DOOR: hinged, 1 leaf, 1000 clear opening, fully glazed, framed with mid-rail |  |  | 1 | DOOR | FALSE
DOHI-075.01 | DOOR: hinged, 1 leaf, 1000 clear opening, fully glazed, framed with mid-rail |  |  | 1 | DOOR | FALSE
DOHI-075.02 | DOOR: hinged, 1 leaf, 1000 clear opening, fully glazed, framed with mid-rail, with integral blinds |  |  | 1 | DOOR | FALSE
DOHI-075.03 | DOOR: hinged, 1 leaf, 1000 clear opening, fully glazed, framed with mid-rail, with switchable glass |  |  | 1 | DOOR | FALSE
DOHI-076 | DOOR: hinged, 1 leaf, 1050 clear opening, fully glazed, framed with mid-rail |  |  | 1 | DOOR | FALSE
DOHI-076.01 | DOOR: hinged, 1 leaf, 1050 clear opening, fully glazed, framed with mid-rail |  |  | 1 | DOOR | FALSE
DOHI-076.02 | DOOR: hinged, 1 leaf, 1050 clear opening, fully glazed, framed with mid-rail, with integral blinds |  |  | 1 | DOOR | FALSE
DOHI-076.03 | DOOR: hinged, 1 leaf, 1050 clear opening, fully glazed, framed with mid-rail, with switchable glass |  |  | 1 | DOOR | FALSE
DOHI-077 | DOOR: hinged, 1 leaf, 1100 clear opening, fully glazed, framed with mid-rail |  |  | 1 | DOOR | FALSE
DOHI-077.01 | DOOR: hinged, 1 leaf, 1100 clear opening, fully glazed, framed with mid-rail |  |  | 1 | DOOR | FALSE
DOHI-077.02 | DOOR: hinged, 1 leaf, 1100 clear opening, fully glazed, framed with mid-rail, with integral blinds |  |  | 1 | DOOR | FALSE
DOHI-077.03 | DOOR: hinged, 1 leaf, 1100 clear opening, fully glazed, framed with mid-rail, with switchable glass |  |  | 1 | DOOR | FALSE
DOHI-078 | DOOR: hinged, 1 leaf, 1150 clear opening, fully glazed, framed with mid-rail |  |  | 1 | DOOR | FALSE
DOHI-078.01 | DOOR: hinged, 1 leaf, 1150 clear opening, fully glazed, framed with mid-rail |  |  | 1 | DOOR | FALSE
DOHI-078.02 | DOOR: hinged, 1 leaf, 1150 clear opening, fully glazed, framed with mid-rail, with integral blinds |  |  | 1 | DOOR | FALSE
DOHI-078.03 | DOOR: hinged, 1 leaf, 1150 clear opening, fully glazed, framed with mid-rail, with switchable glass |  |  | 1 | DOOR | FALSE
DOHI-079 | DOOR: hinged, 1 leaf, 1200 clear opening, fully glazed, framed with mid-rail |  |  | 1 | DOOR | FALSE
DOHI-079.01 | DOOR: hinged, 1 leaf, 1200 clear opening, fully glazed, framed with mid-rail |  |  | 1 | DOOR | FALSE
DOHI-079.02 | DOOR: hinged, 1 leaf, 1200 clear opening, fully glazed, framed with mid-rail, with integral blinds |  |  | 1 | DOOR | FALSE
DOHI-079.03 | DOOR: hinged, 1 leaf, 1200 clear opening, fully glazed, framed with mid-rail, with switchable glass |  |  | 1 | DOOR | FALSE
DOHI-081 | DOOR: hinged, 1 leaf, 800 clear opening, fully glazed, frameless |  |  | 1 | DOOR | FALSE
DOHI-082 | DOOR: hinged, 1 leaf, 850 clear opening, fully glazed, frameless |  |  | 1 | DOOR | FALSE
DOHI-083 | DOOR: hinged, 1 leaf, 900 clear opening, fully glazed, frameless |  |  | 1 | DOOR | FALSE
DOHI-084 | DOOR: hinged, 1 leaf, 950 clear opening, fully glazed, frameless |  |  | 1 | DOOR | FALSE
DOHI-085 | DOOR: hinged, 1 leaf, 1000 clear opening, fully glazed, frameless |  |  | 1 | DOOR | FALSE
DOHI-086 | DOOR: hinged, 1 leaf, 1050 clear opening, fully glazed, frameless |  |  | 1 | DOOR | FALSE
DOHI-087 | DOOR: hinged, 1 leaf, 1100 clear opening, fully glazed, frameless |  |  | 1 | DOOR | FALSE
DOHI-088 | DOOR: hinged, 1 leaf, 1150 clear opening, fully glazed, frameless |  |  | 1 | DOOR | FALSE
DOHI-089 | DOOR: hinged, 1 leaf, 1200 clear opening, fully glazed, frameless |  |  | 1 | DOOR | FALSE
DOHI-101 | DOOR: hinged, 1 1/2 leaves, 1100 clear opening, solid |  |  | 1 | DOOR | FALSE
DOHI-101.01 | DOOR: hinged, 1 1/2 leaves, 1100 clear opening, solid |  |  | 1 | DOOR | FALSE
DOHI-101.02 | DOOR: hinged, 1 1/2 leaves, 1100 clear opening, solid, shielded |  |  | 1 | DOOR | FALSE
DOHI-101.03 | DOOR: hinged, 1 1/2 leaves, 1100 clear opening, solid, anti-ligature |  |  | 1 | DOOR | FALSE
DOHI-101.04 | DOOR: hinged, 1 1/2 leaves, 1100 clear opening, solid, anti-ligature and anti-barricade |  |  | 1 | DOOR | FALSE
DOHI-101.05 | DOOR: hinged, 1 1/2 leaves, 1100 clear opening, solid, fire rated |  |  | 1 | DOOR | FALSE
DOHI-101.06 | DOOR: hinged, 1 1/2 leaves, 1100 clear opening, solid, fire rated, shielded |  |  | 1 | DOOR | FALSE
DOHI-101.07 | DOOR: hinged, 1 1/2 leaves, 1100 clear opening, solid, fire rated, anti-ligature |  |  | 1 | DOOR | FALSE
DOHI-102 | DOOR: hinged, 1 1/2 leaves, 1200 clear opening, solid |  |  | 1 | DOOR | FALSE
DOHI-102.01 | DOOR: hinged, 1 1/2 leaves, 1200 clear opening, solid | DWSC-012 | DOOR: 1200mm c/o, 1 1/2 leaf, solid core, paint | 1 | DOOR | FALSE
DOHI-102.02 | DOOR: hinged, 1 1/2 leaves, 1200 clear opening, solid, shielded |  |  | 1 | DOOR | FALSE
DOHI-102.03 | DOOR: hinged, 1 1/2 leaves, 1200 clear opening, solid, anti-ligature |  |  | 1 | DOOR | FALSE
DOHI-102.04 | DOOR: hinged, 1 1/2 leaves, 1200 clear opening, solid, anti-ligature and anti-barricade |  |  | 1 | DOOR | FALSE
DOHI-102.05 | DOOR: hinged, 1 1/2 leaves, 1200 clear opening, solid, fire rated |  |  | 1 | DOOR | FALSE
DOHI-102.06 | DOOR: hinged, 1 1/2 leaves, 1200 clear opening, solid, fire rated, shielded |  |  | 1 | DOOR | FALSE
DOHI-102.07 | DOOR: hinged, 1 1/2 leaves, 1200 clear opening, solid, fire rated, anti-ligature |  |  | 1 | DOOR | FALSE
DOHI-103 | DOOR: hinged, 1 1/2 leaves, 1300 clear opening, solid |  |  | 1 | DOOR | FALSE
DOHI-103.01 | DOOR: hinged, 1 1/2 leaves, 1300 clear opening, solid |  |  | 1 | DOOR | TRUE
DOHI-103.02 | DOOR: hinged, 1 1/2 leaves, 1300 clear opening, solid, shielded |  |  | 1 | DOOR | FALSE
DOHI-103.03 | DOOR: hinged, 1 1/2 leaves, 1300 clear opening, solid, anti-ligature |  |  | 1 | DOOR | FALSE
DOHI-103.04 | DOOR: hinged, 1 1/2 leaves, 1300 clear opening, solid, anti-ligature and anti-barricade |  |  | 1 | DOOR | FALSE
DOHI-103.05 | DOOR: hinged, 1 1/2 leaves, 1300 clear opening, solid, fire rated |  |  | 1 | DOOR | FALSE
DOHI-103.06 | DOOR: hinged, 1 1/2 leaves, 1300 clear opening, solid, fire rated, shielded |  |  | 1 | DOOR | FALSE
DOHI-103.07 | DOOR: hinged, 1 1/2 leaves, 1300 clear opening, solid, fire rated, anti-ligature |  |  | 1 | DOOR | FALSE
DOHI-104 | DOOR: hinged, 1 1/2 leaves, 1400 clear opening, solid |  |  | 1 | DOOR | FALSE
DOHI-104.01 | DOOR: hinged, 1 1/2 leaves, 1400 clear opening, solid | DWSC-021 | DOOR: 1400mm c/o, 1 1/2 leaf, solid core, paint | 1 | DOOR | TRUE
DOHI-104.02 | DOOR: hinged, 1 1/2 leaves, 1400 clear opening, solid, shielded | DWSC-020 | DOOR: 1400mm c/o, 1 1/2 leaf, solid core, lead shielding, paint | 1 | DOOR | TRUE
DOHI-104.03 | DOOR: hinged, 1 1/2 leaves, 1400 clear opening, solid, anti-ligature |  |  | 1 | DOOR | FALSE
DOHI-104.04 | DOOR: hinged, 1 1/2 leaves, 1400 clear opening, solid, anti-ligature and anti-barricade |  |  | 1 | DOOR | FALSE
DOHI-104.05 | DOOR: hinged, 1 1/2 leaves, 1400 clear opening, solid, fire rated |  |  | 1 | DOOR | FALSE
DOHI-104.06 | DOOR: hinged, 1 1/2 leaves, 1400 clear opening, solid, fire rated, shielded |  |  | 1 | DOOR | FALSE
DOHI-104.07 | DOOR: hinged, 1 1/2 leaves, 1400 clear opening, solid, fire rated, anti-ligature |  |  | 1 | DOOR | FALSE
DOHI-105 | DOOR: hinged, 1 1/2 leaves, 1500 clear opening, solid |  |  | 1 | DOOR | FALSE
DOHI-105.01 | DOOR: hinged, 1 1/2 leaves, 1500 clear opening, solid |  |  | 1 | DOOR | FALSE
DOHI-105.02 | DOOR: hinged, 1 1/2 leaves, 1500 clear opening, solid, shielded | DWSC-025 | DOOR: 1500mm c/o, 1 1/2 leaf, solid core, lead shielding, paint | 1 | DOOR | FALSE
DOHI-105.03 | DOOR: hinged, 1 1/2 leaves, 1500 clear opening, solid, anti-ligature |  |  | 1 | DOOR | FALSE
DOHI-105.04 | DOOR: hinged, 1 1/2 leaves, 1500 clear opening, solid, anti-ligature and anti-barricade |  |  | 1 | DOOR | FALSE
DOHI-105.05 | DOOR: hinged, 1 1/2 leaves, 1500 clear opening, solid, fire rated |  |  | 1 | DOOR | FALSE
DOHI-105.06 | DOOR: hinged, 1 1/2 leaves, 1500 clear opening, solid, fire rated, shielded |  |  | 1 | DOOR | FALSE
DOHI-105.07 | DOOR: hinged, 1 1/2 leaves, 1500 clear opening, solid, fire rated, anti-ligature |  |  | 1 | DOOR | FALSE
DOHI-106 | DOOR: hinged, 1 1/2 leaves, 1600 clear opening, solid | DWSC-027 | DOOR: 1600mm c/o, 1 1/2 leaf, solid core, paint | 1 | DOOR | FALSE
DOHI-106.01 | DOOR: hinged, 1 1/2 leaves, 1600 clear opening, solid |  |  | 1 | DOOR | TRUE
DOHI-106.02 | DOOR: hinged, 1 1/2 leaves, 1600 clear opening, solid, shielded | DWSC-026 | DOOR: 1600mm c/o, 1 1/2 leaf, solid core, lead shielding, paint | 1 | DOOR | FALSE
DOHI-106.03 | DOOR: hinged, 1 1/2 leaves, 1600 clear opening, solid, anti-ligature |  |  | 1 | DOOR | FALSE
DOHI-106.04 | DOOR: hinged, 1 1/2 leaves, 1600 clear opening, solid, anti-ligature and anti-barricade |  |  | 1 | DOOR | FALSE
DOHI-106.05 | DOOR: hinged, 1 1/2 leaves, 1600 clear opening, solid, fire rated |  |  | 1 | DOOR | FALSE
DOHI-106.06 | DOOR: hinged, 1 1/2 leaves, 1600 clear opening, solid, fire rated, shielded |  |  | 1 | DOOR | FALSE
DOHI-106.07 | DOOR: hinged, 1 1/2 leaves, 1600 clear opening, solid, fire rated, anti-ligature |  |  | 1 | DOOR | FALSE
DOHI-111 | DOOR: hinged, 1 1/2 leaves, 1100 clear opening, solid, standard vision panel |  |  | 1 | DOOR | FALSE
DOHI-111.01 | DOOR: hinged, 1 1/2 leaves, 1100 clear opening, solid, standard vision panel |  |  | 1 | DOOR | FALSE
DOHI-111.02 | DOOR: hinged, 1 1/2 leaves, 1100 clear opening, solid, standard vision panel, with integral blind |  |  | 1 | DOOR | FALSE
DOHI-111.03 | DOOR: hinged, 1 1/2 leaves, 1100 clear opening, solid, standard vision panel, with cover |  |  | 1 | DOOR | FALSE
DOHI-111.04 | DOOR: hinged, 1 1/2 leaves, 1100 clear opening, solid, standard vision panel, with switchable glass |  |  | 1 | DOOR | FALSE
DOHI-111.05 | DOOR: hinged, 1 1/2 leaves, 1100 clear opening, solid, shielded, standard vision panel, lead glass |  |  | 1 | DOOR | FALSE
DOHI-111.06 | DOOR: hinged, 1 1/2 leaves, 1100 clear opening, solid, shielded, standard vision panel, lead glass, with integral blind |  |  | 1 | DOOR | FALSE
DOHI-111.07 | DOOR: hinged, 1 1/2 leaves, 1100 clear opening, solid, shielded, standard vision panel, lead glass, with cover |  |  | 1 | DOOR | FALSE
DOHI-111.08 | DOOR: hinged, 1 1/2 leaves, 1100 clear opening, solid, anti-ligature, standard vision panel |  |  | 1 | DOOR | FALSE
DOHI-111.09 | DOOR: hinged, 1 1/2 leaves, 1100 clear opening, solid, anti-ligature, standard vision panel, with integral blind |  |  | 1 | DOOR | FALSE
DOHI-111.10 | DOOR: hinged, 1 1/2 leaves, 1100 clear opening, solid, anti-ligature, standard vision panel, with switchable glass |  |  | 1 | DOOR | FALSE
DOHI-111.11 | DOOR: hinged, 1 1/2 leaves, 1100 clear opening, solid, anti-ligature and anti-barricade, standard vision panel |  |  | 1 | DOOR | FALSE
DOHI-111.12 | DOOR: hinged, 1 1/2 leaves, 1100 clear opening, solid, anti-ligature and anti-barricade, standard vision panel, with integral blind | DWGL-074 | DOOR: 1120mm c/o, 1 1/2 leaf in/out opening, observation panel, solid core/safety glass, paint | 1 | DOOR | FALSE
DOHI-111.13 | DOOR: hinged, 1 1/2 leaves, 1100 clear opening, solid, anti-ligature and anti-barricade, standard vision panel, with switchable glass |  |  | 1 | DOOR | FALSE
DOHI-112 | DOOR: hinged, 1 1/2 leaves, 1200 clear opening, solid, standard vision panel |  |  | 1 | DOOR | FALSE
DOHI-112.01 | DOOR: hinged, 1 1/2 leaves, 1200 clear opening, solid, standard vision panel | DWGL-022 | DOOR: 1200mm c/o, 1 1/2 leaf, observation panel, solid core/glass, paint | 1 | DOOR | FALSE
DOHI-112.02 | DOOR: hinged, 1 1/2 leaves, 1200 clear opening, solid, standard vision panel, with integral blind |  |  | 1 | DOOR | FALSE
DOHI-112.03 | DOOR: hinged, 1 1/2 leaves, 1200 clear opening, solid, standard vision panel, with cover |  |  | 1 | DOOR | FALSE
DOHI-112.04 | DOOR: hinged, 1 1/2 leaves, 1200 clear opening, solid, standard vision panel, with switchable glass |  |  | 1 | DOOR | FALSE
DOHI-112.05 | DOOR: hinged, 1 1/2 leaves, 1200 clear opening, solid, shielded, standard vision panel, lead glass |  |  | 1 | DOOR | FALSE
DOHI-112.06 | DOOR: hinged, 1 1/2 leaves, 1200 clear opening, solid, shielded, standard vision panel, lead glass, with integral blind |  |  | 1 | DOOR | FALSE
DOHI-112.07 | DOOR: hinged, 1 1/2 leaves, 1200 clear opening, solid, shielded, standard vision panel, lead glass, with cover |  |  | 1 | DOOR | FALSE
DOHI-112.08 | DOOR: hinged, 1 1/2 leaves, 1200 clear opening, solid, anti-ligature, standard vision panel |  |  | 1 | DOOR | FALSE
DOHI-112.09 | DOOR: hinged, 1 1/2 leaves, 1200 clear opening, solid, anti-ligature, standard vision panel, with integral blind |  |  | 1 | DOOR | FALSE
DOHI-112.10 | DOOR: hinged, 1 1/2 leaves, 1200 clear opening, solid, anti-ligature, standard vision panel, with switchable glass |  |  | 1 | DOOR | FALSE
DOHI-112.11 | DOOR: hinged, 1 1/2 leaves, 1200 clear opening, solid, anti-ligature and anti-barricade, standard vision panel |  |  | 1 | DOOR | FALSE
DOHI-112.12 | DOOR: hinged, 1 1/2 leaves, 1200 clear opening, solid, anti-ligature and anti-barricade, standard vision panel, with integral blind |  |  | 1 | DOOR | FALSE
DOHI-112.13 | DOOR: hinged, 1 1/2 leaves, 1200 clear opening, solid, anti-ligature and anti-barricade, standard vision panel, with switchable glass |  |  | 1 | DOOR | FALSE
DOHI-113 | DOOR: hinged, 1 1/2 leaves, 1300 clear opening, solid, standard vision panel |  |  | 1 | DOOR | FALSE
DOHI-113.01 | DOOR: hinged, 1 1/2 leaves, 1300 clear opening, solid, standard vision panel |  |  | 1 | DOOR | FALSE
DOHI-113.02 | DOOR: hinged, 1 1/2 leaves, 1300 clear opening, solid, standard vision panel, with integral blind |  |  | 1 | DOOR | FALSE
DOHI-113.03 | DOOR: hinged, 1 1/2 leaves, 1300 clear opening, solid, standard vision panel, with cover |  |  | 1 | DOOR | FALSE
DOHI-113.04 | DOOR: hinged, 1 1/2 leaves, 1300 clear opening, solid, standard vision panel, with switchable glass |  |  | 1 | DOOR | FALSE
DOHI-113.05 | DOOR: hinged, 1 1/2 leaves, 1300 clear opening, solid, shielded, standard vision panel, lead glass |  |  | 1 | DOOR | FALSE
DOHI-113.06 | DOOR: hinged, 1 1/2 leaves, 1300 clear opening, solid, shielded, standard vision panel, lead glass, with integral blind |  |  | 1 | DOOR | FALSE
DOHI-113.07 | DOOR: hinged, 1 1/2 leaves, 1300 clear opening, solid, shielded, standard vision panel, lead glass, with cover |  |  | 1 | DOOR | FALSE
DOHI-113.08 | DOOR: hinged, 1 1/2 leaves, 1300 clear opening, solid, anti-ligature, standard vision panel |  |  | 1 | DOOR | FALSE
DOHI-113.09 | DOOR: hinged, 1 1/2 leaves, 1300 clear opening, solid, anti-ligature, standard vision panel, with integral blind |  |  | 1 | DOOR | FALSE
DOHI-113.10 | DOOR: hinged, 1 1/2 leaves, 1300 clear opening, solid, anti-ligature, standard vision panel, with switchable glass |  |  | 1 | DOOR | FALSE
DOHI-113.11 | DOOR: hinged, 1 1/2 leaves, 1300 clear opening, solid, anti-ligature and anti-barricade, standard vision panel |  |  | 1 | DOOR | FALSE
DOHI-113.12 | DOOR: hinged, 1 1/2 leaves, 1300 clear opening, solid, anti-ligature and anti-barricade, standard vision panel, with integral blind |  |  | 1 | DOOR | FALSE
DOHI-113.13 | DOOR: hinged, 1 1/2 leaves, 1300 clear opening, solid, anti-ligature and anti-barricade, standard vision panel, with switchable glass |  |  | 1 | DOOR | FALSE
DOHI-114 | DOOR: hinged, 1 1/2 leaves, 1400 clear opening, solid, standard vision panel |  |  | 1 | DOOR | FALSE
DOHI-114.01 | DOOR: hinged, 1 1/2 leaves, 1400 clear opening, solid, standard vision panel | DWGL-033 | DOOR: 1400mm c/o, 1 1/2 leaf, observation panel, solid core/glass, paint | 1 | DOOR | TRUE
DOHI-114.02 | DOOR: hinged, 1 1/2 leaves, 1400 clear opening, solid, standard vision panel, with integral blind | DWGL-033; DWWD-003 | DOOR: 1400mm c/o, 1 1/2 leaf, observation panel, solid core/glass, paint; BLIND: integral | 1 | DOOR | TRUE
DOHI-114.03 | DOOR: hinged, 1 1/2 leaves, 1400 clear opening, solid, standard vision panel, with cover |  |  | 1 | DOOR | FALSE
DOHI-114.04 | DOOR: hinged, 1 1/2 leaves, 1400 clear opening, solid, standard vision panel, with switchable glass |  |  | 1 | DOOR | FALSE
DOHI-114.05 | DOOR: hinged, 1 1/2 leaves, 1400 clear opening, solid, shielded, standard vision panel, lead glass |  |  | 1 | DOOR | FALSE
DOHI-114.06 | DOOR: hinged, 1 1/2 leaves, 1400 clear opening, solid, shielded, standard vision panel, lead glass, with integral blind |  |  | 1 | DOOR | FALSE
DOHI-114.07 | DOOR: hinged, 1 1/2 leaves, 1400 clear opening, solid, shielded, standard vision panel, lead glass, with cover |  |  | 1 | DOOR | FALSE
DOHI-114.08 | DOOR: hinged, 1 1/2 leaves, 1400 clear opening, solid, anti-ligature, standard vision panel |  |  | 1 | DOOR | FALSE
DOHI-114.09 | DOOR: hinged, 1 1/2 leaves, 1400 clear opening, solid, anti-ligature, standard vision panel, with integral blind |  |  | 1 | DOOR | FALSE
DOHI-114.10 | DOOR: hinged, 1 1/2 leaves, 1400 clear opening, solid, anti-ligature, standard vision panel, with switchable glass |  |  | 1 | DOOR | FALSE
DOHI-114.11 | DOOR: hinged, 1 1/2 leaves, 1400 clear opening, solid, anti-ligature and anti-barricade, standard vision panel |  |  | 1 | DOOR | FALSE
DOHI-114.12 | DOOR: hinged, 1 1/2 leaves, 1400 clear opening, solid, anti-ligature and anti-barricade, standard vision panel, with integral blind |  |  | 1 | DOOR | FALSE
DOHI-114.13 | DOOR: hinged, 1 1/2 leaves, 1400 clear opening, solid, anti-ligature and anti-barricade, standard vision panel, with switchable glass |  |  | 1 | DOOR | FALSE
DOHI-115 | DOOR: hinged, 1 1/2 leaves, 1500 clear opening, solid, standard vision panel |  |  | 1 | DOOR | FALSE
DOHI-115.01 | DOOR: hinged, 1 1/2 leaves, 1500 clear opening, solid, standard vision panel | DWGL-042 | DOOR: 1500mm c/o, 1 1/2 leaf, observation panel, solid core/glass, paint | 1 | DOOR | FALSE
DOHI-115.02 | DOOR: hinged, 1 1/2 leaves, 1500 clear opening, solid, standard vision panel, with integral blind |  |  | 1 | DOOR | FALSE
DOHI-115.03 | DOOR: hinged, 1 1/2 leaves, 1500 clear opening, solid, standard vision panel, with cover |  |  | 1 | DOOR | FALSE
DOHI-115.04 | DOOR: hinged, 1 1/2 leaves, 1500 clear opening, solid, standard vision panel, with switchable glass |  |  | 1 | DOOR | FALSE
DOHI-115.05 | DOOR: hinged, 1 1/2 leaves, 1500 clear opening, solid, shielded, standard vision panel, lead glass |  |  | 1 | DOOR | FALSE
DOHI-115.06 | DOOR: hinged, 1 1/2 leaves, 1500 clear opening, solid, shielded, standard vision panel, lead glass, with integral blind |  |  | 1 | DOOR | FALSE
DOHI-115.07 | DOOR: hinged, 1 1/2 leaves, 1500 clear opening, solid, shielded, standard vision panel, lead glass, with cover |  |  | 1 | DOOR | FALSE
DOHI-115.08 | DOOR: hinged, 1 1/2 leaves, 1500 clear opening, solid, anti-ligature, standard vision panel |  |  | 1 | DOOR | FALSE
DOHI-115.09 | DOOR: hinged, 1 1/2 leaves, 1500 clear opening, solid, anti-ligature, standard vision panel, with integral blind |  |  | 1 | DOOR | FALSE
DOHI-115.10 | DOOR: hinged, 1 1/2 leaves, 1500 clear opening, solid, anti-ligature, standard vision panel, with switchable glass |  |  | 1 | DOOR | FALSE
DOHI-115.11 | DOOR: hinged, 1 1/2 leaves, 1500 clear opening, solid, anti-ligature and anti-barricade, standard vision panel |  |  | 1 | DOOR | FALSE
DOHI-115.12 | DOOR: hinged, 1 1/2 leaves, 1500 clear opening, solid, anti-ligature and anti-barricade, standard vision panel, with integral blind |  |  | 1 | DOOR | FALSE
DOHI-115.13 | DOOR: hinged, 1 1/2 leaves, 1500 clear opening, solid, anti-ligature and anti-barricade, standard vision panel, with switchable glass |  |  | 1 | DOOR | FALSE
DOHI-116 | DOOR: hinged, 1 1/2 leaves, 1600 clear opening, solid, standard vision panel | DWGL-076 | DOOR: 1600mm c/o, 1 1/2 leaf, observation panel, solid core/glass, paint | 1 | DOOR | FALSE
DOHI-116.01 | DOOR: hinged, 1 1/2 leaves, 1600 clear opening, solid, standard vision panel |  |  | 1 | DOOR | FALSE
DOHI-116.02 | DOOR: hinged, 1 1/2 leaves, 1600 clear opening, solid, standard vision panel, with integral blind |  |  | 1 | DOOR | TRUE
DOHI-116.03 | DOOR: hinged, 1 1/2 leaves, 1600 clear opening, solid, standard vision panel, with cover |  |  | 1 | DOOR | FALSE
DOHI-116.04 | DOOR: hinged, 1 1/2 leaves, 1600 clear opening, solid, standard vision panel, with switchable glass |  |  | 1 | DOOR | FALSE
DOHI-116.05 | DOOR: hinged, 1 1/2 leaves, 1600 clear opening, solid, shielded, standard vision panel, lead glass |  |  | 1 | DOOR | FALSE
DOHI-116.06 | DOOR: hinged, 1 1/2 leaves, 1600 clear opening, solid, shielded, standard vision panel, lead glass, with integral blind |  |  | 1 | DOOR | FALSE
DOHI-116.07 | DOOR: hinged, 1 1/2 leaves, 1600 clear opening, solid, shielded, standard vision panel, lead glass, with cover |  |  | 1 | DOOR | FALSE
DOHI-116.08 | DOOR: hinged, 1 1/2 leaves, 1600 clear opening, solid, anti-ligature, standard vision panel |  |  | 1 | DOOR | FALSE
DOHI-116.09 | DOOR: hinged, 1 1/2 leaves, 1600 clear opening, solid, anti-ligature, standard vision panel, with integral blind |  |  | 1 | DOOR | FALSE
DOHI-116.10 | DOOR: hinged, 1 1/2 leaves, 1600 clear opening, solid, anti-ligature, standard vision panel, with switchable glass |  |  | 1 | DOOR | FALSE
DOHI-116.11 | DOOR: hinged, 1 1/2 leaves, 1600 clear opening, solid, anti-ligature and anti-barricade, standard vision panel |  |  | 1 | DOOR | FALSE
DOHI-116.12 | DOOR: hinged, 1 1/2 leaves, 1600 clear opening, solid, anti-ligature and anti-barricade, standard vision panel, with integral blind |  |  | 1 | DOOR | FALSE
DOHI-116.13 | DOOR: hinged, 1 1/2 leaves, 1600 clear opening, solid, anti-ligature and anti-barricade, standard vision panel, with switchable glass |  |  | 1 | DOOR | FALSE
DOHI-121 | DOOR: hinged, 1 1/2 leaves, 1100 clear opening, solid, small vision panel |  |  | 1 | DOOR | FALSE
DOHI-121.01 | DOOR: hinged, 1 1/2 leaves, 1100 clear opening, solid, small vision panel |  |  | 1 | DOOR | FALSE
DOHI-121.02 | DOOR: hinged, 1 1/2 leaves, 1100 clear opening, solid, small vision panel, with integral blind |  |  | 1 | DOOR | FALSE
DOHI-121.03 | DOOR: hinged, 1 1/2 leaves, 1100 clear opening, solid, small vision panel, with cover |  |  | 1 | DOOR | FALSE
DOHI-121.04 | DOOR: hinged, 1 1/2 leaves, 1100 clear opening, solid, small vision panel, with switchable glass |  |  | 1 | DOOR | FALSE
DOHI-121.05 | DOOR: hinged, 1 1/2 leaves, 1100 clear opening, solid, shielded, small vision panel, lead glass |  |  | 1 | DOOR | FALSE
DOHI-121.06 | DOOR: hinged, 1 1/2 leaves, 1100 clear opening, solid, shielded, small vision panel, lead glass, with integral blind |  |  | 1 | DOOR | FALSE
DOHI-121.07 | DOOR: hinged, 1 1/2 leaves, 1100 clear opening, solid, shielded, small vision panel, lead glass, with cover |  |  | 1 | DOOR | FALSE
DOHI-121.08 | DOOR: hinged, 1 1/2 leaves, 1100 clear opening, solid, anti-ligature, small vision panel |  |  | 1 | DOOR | FALSE
DOHI-121.09 | DOOR: hinged, 1 1/2 leaves, 1100 clear opening, solid, anti-ligature, small vision panel, with integral blind |  |  | 1 | DOOR | FALSE
DOHI-121.10 | DOOR: hinged, 1 1/2 leaves, 1100 clear opening, solid, anti-ligature, small vision panel, with switchable glass |  |  | 1 | DOOR | FALSE
DOHI-121.11 | DOOR: hinged, 1 1/2 leaves, 1100 clear opening, solid, anti-ligature and anti-barricade, small vision panel |  |  | 1 | DOOR | FALSE
DOHI-121.12 | DOOR: hinged, 1 1/2 leaves, 1100 clear opening, solid, anti-ligature and anti-barricade, small vision panel, with integral blind |  |  | 1 | DOOR | FALSE
DOHI-121.13 | DOOR: hinged, 1 1/2 leaves, 1100 clear opening, solid, anti-ligature and anti-barricade, small vision panel, with switchable glass |  |  | 1 | DOOR | FALSE
DOHI-122 | DOOR: hinged, 1 1/2 leaves, 1200 clear opening, solid, small vision panel |  |  | 1 | DOOR | FALSE
DOHI-122.01 | DOOR: hinged, 1 1/2 leaves, 1200 clear opening, solid, small vision panel |  |  | 1 | DOOR | FALSE
DOHI-122.02 | DOOR: hinged, 1 1/2 leaves, 1200 clear opening, solid, small vision panel, with integral blind |  |  | 1 | DOOR | FALSE
DOHI-122.03 | DOOR: hinged, 1 1/2 leaves, 1200 clear opening, solid, small vision panel, with cover |  |  | 1 | DOOR | FALSE
DOHI-122.04 | DOOR: hinged, 1 1/2 leaves, 1200 clear opening, solid, small vision panel, with switchable glass |  |  | 1 | DOOR | FALSE
DOHI-122.05 | DOOR: hinged, 1 1/2 leaves, 1200 clear opening, solid, shielded, small vision panel, lead glass |  |  | 1 | DOOR | FALSE
DOHI-122.06 | DOOR: hinged, 1 1/2 leaves, 1200 clear opening, solid, shielded, small vision panel, lead glass, with integral blind |  |  | 1 | DOOR | FALSE
DOHI-122.07 | DOOR: hinged, 1 1/2 leaves, 1200 clear opening, solid, shielded, small vision panel, lead glass, with cover |  |  | 1 | DOOR | FALSE
DOHI-122.08 | DOOR: hinged, 1 1/2 leaves, 1200 clear opening, solid, anti-ligature, small vision panel |  |  | 1 | DOOR | FALSE
DOHI-122.09 | DOOR: hinged, 1 1/2 leaves, 1200 clear opening, solid, anti-ligature, small vision panel, with integral blind |  |  | 1 | DOOR | FALSE
DOHI-122.10 | DOOR: hinged, 1 1/2 leaves, 1200 clear opening, solid, anti-ligature, small vision panel, with switchable glass |  |  | 1 | DOOR | FALSE
DOHI-122.11 | DOOR: hinged, 1 1/2 leaves, 1200 clear opening, solid, anti-ligature and anti-barricade, small vision panel |  |  | 1 | DOOR | FALSE
DOHI-122.12 | DOOR: hinged, 1 1/2 leaves, 1200 clear opening, solid, anti-ligature and anti-barricade, small vision panel, with integral blind |  |  | 1 | DOOR | FALSE
DOHI-122.13 | DOOR: hinged, 1 1/2 leaves, 1200 clear opening, solid, anti-ligature and anti-barricade, small vision panel, with switchable glass |  |  | 1 | DOOR | FALSE
DOHI-123 | DOOR: hinged, 1 1/2 leaves, 1300 clear opening, solid, small vision panel |  |  | 1 | DOOR | FALSE
DOHI-123.01 | DOOR: hinged, 1 1/2 leaves, 1300 clear opening, solid, small vision panel |  |  | 1 | DOOR | FALSE
DOHI-123.02 | DOOR: hinged, 1 1/2 leaves, 1300 clear opening, solid, small vision panel, with integral blind |  |  | 1 | DOOR | FALSE
DOHI-123.03 | DOOR: hinged, 1 1/2 leaves, 1300 clear opening, solid, small vision panel, with cover |  |  | 1 | DOOR | FALSE
DOHI-123.04 | DOOR: hinged, 1 1/2 leaves, 1300 clear opening, solid, small vision panel, with switchable glass |  |  | 1 | DOOR | FALSE
DOHI-123.05 | DOOR: hinged, 1 1/2 leaves, 1300 clear opening, solid, shielded, small vision panel, lead glass |  |  | 1 | DOOR | FALSE
DOHI-123.06 | DOOR: hinged, 1 1/2 leaves, 1300 clear opening, solid, shielded, small vision panel, lead glass, with integral blind |  |  | 1 | DOOR | FALSE
DOHI-123.07 | DOOR: hinged, 1 1/2 leaves, 1300 clear opening, solid, shielded, small vision panel, lead glass, with cover |  |  | 1 | DOOR | FALSE
DOHI-123.08 | DOOR: hinged, 1 1/2 leaves, 1300 clear opening, solid, anti-ligature, small vision panel |  |  | 1 | DOOR | FALSE
DOHI-123.09 | DOOR: hinged, 1 1/2 leaves, 1300 clear opening, solid, anti-ligature, small vision panel, with integral blind |  |  | 1 | DOOR | FALSE
DOHI-123.10 | DOOR: hinged, 1 1/2 leaves, 1300 clear opening, solid, anti-ligature, small vision panel, with switchable glass |  |  | 1 | DOOR | FALSE
DOHI-123.11 | DOOR: hinged, 1 1/2 leaves, 1300 clear opening, solid, anti-ligature and anti-barricade, small vision panel |  |  | 1 | DOOR | FALSE
DOHI-123.12 | DOOR: hinged, 1 1/2 leaves, 1300 clear opening, solid, anti-ligature and anti-barricade, small vision panel, with integral blind |  |  | 1 | DOOR | FALSE
DOHI-123.13 | DOOR: hinged, 1 1/2 leaves, 1300 clear opening, solid, anti-ligature and anti-barricade, small vision panel, with switchable glass |  |  | 1 | DOOR | FALSE
DOHI-124 | DOOR: hinged, 1 1/2 leaves, 1400 clear opening, solid, small vision panel |  |  | 1 | DOOR | FALSE
DOHI-124.01 | DOOR: hinged, 1 1/2 leaves, 1400 clear opening, solid, small vision panel |  |  | 1 | DOOR | FALSE
DOHI-124.02 | DOOR: hinged, 1 1/2 leaves, 1400 clear opening, solid, small vision panel, with integral blind |  |  | 1 | DOOR | FALSE
DOHI-124.03 | DOOR: hinged, 1 1/2 leaves, 1400 clear opening, solid, small vision panel, with cover |  |  | 1 | DOOR | FALSE
DOHI-124.04 | DOOR: hinged, 1 1/2 leaves, 1400 clear opening, solid, small vision panel, with switchable glass |  |  | 1 | DOOR | FALSE
DOHI-124.05 | DOOR: hinged, 1 1/2 leaves, 1400 clear opening, solid, shielded, small vision panel, lead glass |  |  | 1 | DOOR | FALSE
DOHI-124.06 | DOOR: hinged, 1 1/2 leaves, 1400 clear opening, solid, shielded, small vision panel, lead glass, with integral blind |  |  | 1 | DOOR | FALSE
DOHI-124.07 | DOOR: hinged, 1 1/2 leaves, 1400 clear opening, solid, shielded, small vision panel, lead glass, with cover |  |  | 1 | DOOR | FALSE
DOHI-124.08 | DOOR: hinged, 1 1/2 leaves, 1400 clear opening, solid, anti-ligature, small vision panel |  |  | 1 | DOOR | FALSE
DOHI-124.09 | DOOR: hinged, 1 1/2 leaves, 1400 clear opening, solid, anti-ligature, small vision panel, with integral blind |  |  | 1 | DOOR | FALSE
DOHI-124.10 | DOOR: hinged, 1 1/2 leaves, 1400 clear opening, solid, anti-ligature, small vision panel, with switchable glass |  |  | 1 | DOOR | FALSE
DOHI-124.11 | DOOR: hinged, 1 1/2 leaves, 1400 clear opening, solid, anti-ligature and anti-barricade, small vision panel |  |  | 1 | DOOR | FALSE
DOHI-124.12 | DOOR: hinged, 1 1/2 leaves, 1400 clear opening, solid, anti-ligature and anti-barricade, small vision panel, with integral blind |  |  | 1 | DOOR | FALSE
DOHI-124.13 | DOOR: hinged, 1 1/2 leaves, 1400 clear opening, solid, anti-ligature and anti-barricade, small vision panel, with switchable glass |  |  | 1 | DOOR | FALSE
DOHI-125 | DOOR: hinged, 1 1/2 leaves, 1500 clear opening, solid, small vision panel |  |  | 1 | DOOR | FALSE
DOHI-125.01 | DOOR: hinged, 1 1/2 leaves, 1500 clear opening, solid, small vision panel |  |  | 1 | DOOR | FALSE
DOHI-125.02 | DOOR: hinged, 1 1/2 leaves, 1500 clear opening, solid, small vision panel, with integral blind |  |  | 1 | DOOR | FALSE
DOHI-125.03 | DOOR: hinged, 1 1/2 leaves, 1500 clear opening, solid, small vision panel, with cover |  |  | 1 | DOOR | FALSE
DOHI-125.04 | DOOR: hinged, 1 1/2 leaves, 1500 clear opening, solid, small vision panel, with switchable glass |  |  | 1 | DOOR | FALSE
DOHI-125.05 | DOOR: hinged, 1 1/2 leaves, 1500 clear opening, solid, shielded, small vision panel, lead glass |  |  | 1 | DOOR | FALSE
DOHI-125.06 | DOOR: hinged, 1 1/2 leaves, 1500 clear opening, solid, shielded, small vision panel, lead glass, with integral blind |  |  | 1 | DOOR | FALSE
DOHI-125.07 | DOOR: hinged, 1 1/2 leaves, 1500 clear opening, solid, shielded, small vision panel, lead glass, with cover |  |  | 1 | DOOR | FALSE
DOHI-125.08 | DOOR: hinged, 1 1/2 leaves, 1500 clear opening, solid, anti-ligature, small vision panel |  |  | 1 | DOOR | FALSE
DOHI-125.09 | DOOR: hinged, 1 1/2 leaves, 1500 clear opening, solid, anti-ligature, small vision panel, with integral blind |  |  | 1 | DOOR | FALSE
DOHI-125.10 | DOOR: hinged, 1 1/2 leaves, 1500 clear opening, solid, anti-ligature, small vision panel, with switchable glass |  |  | 1 | DOOR | FALSE
DOHI-125.11 | DOOR: hinged, 1 1/2 leaves, 1500 clear opening, solid, anti-ligature and anti-barricade, small vision panel |  |  | 1 | DOOR | FALSE
DOHI-125.12 | DOOR: hinged, 1 1/2 leaves, 1500 clear opening, solid, anti-ligature and anti-barricade, small vision panel, with integral blind |  |  | 1 | DOOR | FALSE
DOHI-125.13 | DOOR: hinged, 1 1/2 leaves, 1500 clear opening, solid, anti-ligature and anti-barricade, small vision panel, with switchable glass |  |  | 1 | DOOR | FALSE
DOHI-126 | DOOR: hinged, 1 1/2 leaves, 1600 clear opening, solid, small vision panel |  |  | 1 | DOOR | FALSE
DOHI-126.01 | DOOR: hinged, 1 1/2 leaves, 1600 clear opening, solid, small vision panel |  |  | 1 | DOOR | FALSE
DOHI-126.02 | DOOR: hinged, 1 1/2 leaves, 1600 clear opening, solid, small vision panel, with integral blind |  |  | 1 | DOOR | FALSE
DOHI-126.03 | DOOR: hinged, 1 1/2 leaves, 1600 clear opening, solid, small vision panel, with cover |  |  | 1 | DOOR | FALSE
DOHI-126.04 | DOOR: hinged, 1 1/2 leaves, 1600 clear opening, solid, small vision panel, with switchable glass |  |  | 1 | DOOR | FALSE
DOHI-126.05 | DOOR: hinged, 1 1/2 leaves, 1600 clear opening, solid, shielded, small vision panel, lead glass |  |  | 1 | DOOR | FALSE
DOHI-126.06 | DOOR: hinged, 1 1/2 leaves, 1600 clear opening, solid, shielded, small vision panel, lead glass, with integral blind |  |  | 1 | DOOR | FALSE
DOHI-126.07 | DOOR: hinged, 1 1/2 leaves, 1600 clear opening, solid, shielded, small vision panel, lead glass, with cover |  |  | 1 | DOOR | FALSE
DOHI-126.08 | DOOR: hinged, 1 1/2 leaves, 1600 clear opening, solid, anti-ligature, small vision panel |  |  | 1 | DOOR | FALSE
DOHI-126.09 | DOOR: hinged, 1 1/2 leaves, 1600 clear opening, solid, anti-ligature, small vision panel, with integral blind |  |  | 1 | DOOR | FALSE
DOHI-126.10 | DOOR: hinged, 1 1/2 leaves, 1600 clear opening, solid, anti-ligature, small vision panel, with switchable glass |  |  | 1 | DOOR | FALSE
DOHI-126.11 | DOOR: hinged, 1 1/2 leaves, 1600 clear opening, solid, anti-ligature and anti-barricade, small vision panel |  |  | 1 | DOOR | FALSE
DOHI-126.12 | DOOR: hinged, 1 1/2 leaves, 1600 clear opening, solid, anti-ligature and anti-barricade, small vision panel, with integral blind |  |  | 1 | DOOR | FALSE
DOHI-126.13 | DOOR: hinged, 1 1/2 leaves, 1600 clear opening, solid, anti-ligature and anti-barricade, small vision panel, with switchable glass |  |  | 1 | DOOR | FALSE
DOHI-131 | DOOR: hinged, 1 1/2 leaves, 1100 clear opening, solid, tall vision panel |  |  | 1 | DOOR | FALSE
DOHI-131.01 | DOOR: hinged, 1 1/2 leaves, 1100 clear opening, solid, tall vision panel |  |  | 1 | DOOR | FALSE
DOHI-131.02 | DOOR: hinged, 1 1/2 leaves, 1100 clear opening, solid, tall vision panel, with integral blind |  |  | 1 | DOOR | FALSE
DOHI-131.03 | DOOR: hinged, 1 1/2 leaves, 1100 clear opening, solid, tall vision panel, with switchable glass |  |  | 1 | DOOR | FALSE
DOHI-131.04 | DOOR: hinged, 1 1/2 leaves, 1100 clear opening, solid, shielded, tall vision panel, lead glass |  |  | 1 | DOOR | FALSE
DOHI-131.05 | DOOR: hinged, 1 1/2 leaves, 1100 clear opening, solid, shielded, tall vision panel, lead glass, with integral blind |  |  | 1 | DOOR | FALSE
DOHI-131.06 | DOOR: hinged, 1 1/2 leaves, 1100 clear opening, solid, anti-ligature, tall vision panel |  |  | 1 | DOOR | FALSE
DOHI-131.07 | DOOR: hinged, 1 1/2 leaves, 1100 clear opening, solid, anti-ligature, tall vision panel, with integral blind |  |  | 1 | DOOR | FALSE
DOHI-131.08 | DOOR: hinged, 1 1/2 leaves, 1100 clear opening, solid, anti-ligature, tall vision panel, with switchable glass |  |  | 1 | DOOR | FALSE
DOHI-131.09 | DOOR: hinged, 1 1/2 leaves, 1100 clear opening, solid, anti-ligature and anti-barricade, tall vision panel |  |  | 1 | DOOR | FALSE
DOHI-131.10 | DOOR: hinged, 1 1/2 leaves, 1100 clear opening, solid, anti-ligature and anti-barricade, tall vision panel, with integral blind |  |  | 1 | DOOR | FALSE
DOHI-131.11 | DOOR: hinged, 1 1/2 leaves, 1100 clear opening, solid, anti-ligature and anti-barricade, tall vision panel, with switchable glass |  |  | 1 | DOOR | FALSE
DOHI-132 | DOOR: hinged, 1 1/2 leaves, 1200 clear opening, solid, tall vision panel |  |  | 1 | DOOR | FALSE
DOHI-132.01 | DOOR: hinged, 1 1/2 leaves, 1200 clear opening, solid, tall vision panel |  |  | 1 | DOOR | FALSE
DOHI-132.02 | DOOR: hinged, 1 1/2 leaves, 1200 clear opening, solid, tall vision panel, with integral blind |  |  | 1 | DOOR | FALSE
DOHI-132.03 | DOOR: hinged, 1 1/2 leaves, 1200 clear opening, solid, tall vision panel, with switchable glass |  |  | 1 | DOOR | FALSE
DOHI-132.04 | DOOR: hinged, 1 1/2 leaves, 1200 clear opening, solid, shielded, tall vision panel, lead glass |  |  | 1 | DOOR | FALSE
DOHI-132.05 | DOOR: hinged, 1 1/2 leaves, 1200 clear opening, solid, shielded, tall vision panel, lead glass, with integral blind |  |  | 1 | DOOR | FALSE
DOHI-132.06 | DOOR: hinged, 1 1/2 leaves, 1200 clear opening, solid, anti-ligature, tall vision panel |  |  | 1 | DOOR | FALSE
DOHI-132.07 | DOOR: hinged, 1 1/2 leaves, 1200 clear opening, solid, anti-ligature, tall vision panel, with integral blind |  |  | 1 | DOOR | FALSE
DOHI-132.08 | DOOR: hinged, 1 1/2 leaves, 1200 clear opening, solid, anti-ligature, tall vision panel, with switchable glass |  |  | 1 | DOOR | FALSE
DOHI-132.09 | DOOR: hinged, 1 1/2 leaves, 1200 clear opening, solid, anti-ligature and anti-barricade, tall vision panel |  |  | 1 | DOOR | FALSE
DOHI-132.10 | DOOR: hinged, 1 1/2 leaves, 1200 clear opening, solid, anti-ligature and anti-barricade, tall vision panel, with integral blind |  |  | 1 | DOOR | FALSE
DOHI-132.11 | DOOR: hinged, 1 1/2 leaves, 1200 clear opening, solid, anti-ligature and anti-barricade, tall vision panel, with switchable glass |  |  | 1 | DOOR | FALSE
DOHI-133 | DOOR: hinged, 1 1/2 leaves, 1300 clear opening, solid, tall vision panel |  |  | 1 | DOOR | FALSE
DOHI-133.01 | DOOR: hinged, 1 1/2 leaves, 1300 clear opening, solid, tall vision panel |  |  | 1 | DOOR | FALSE
DOHI-133.02 | DOOR: hinged, 1 1/2 leaves, 1300 clear opening, solid, tall vision panel, with integral blind |  |  | 1 | DOOR | FALSE
DOHI-133.03 | DOOR: hinged, 1 1/2 leaves, 1300 clear opening, solid, tall vision panel, with switchable glass |  |  | 1 | DOOR | FALSE
DOHI-133.04 | DOOR: hinged, 1 1/2 leaves, 1300 clear opening, solid, shielded, tall vision panel, lead glass |  |  | 1 | DOOR | FALSE
DOHI-133.05 | DOOR: hinged, 1 1/2 leaves, 1300 clear opening, solid, shielded, tall vision panel, lead glass, with integral blind |  |  | 1 | DOOR | FALSE
DOHI-133.06 | DOOR: hinged, 1 1/2 leaves, 1300 clear opening, solid, anti-ligature, tall vision panel |  |  | 1 | DOOR | FALSE
DOHI-133.07 | DOOR: hinged, 1 1/2 leaves, 1300 clear opening, solid, anti-ligature, tall vision panel, with integral blind |  |  | 1 | DOOR | FALSE
DOHI-133.08 | DOOR: hinged, 1 1/2 leaves, 1300 clear opening, solid, anti-ligature, tall vision panel, with switchable glass |  |  | 1 | DOOR | FALSE
DOHI-133.09 | DOOR: hinged, 1 1/2 leaves, 1300 clear opening, solid, anti-ligature and anti-barricade, tall vision panel |  |  | 1 | DOOR | FALSE
DOHI-133.10 | DOOR: hinged, 1 1/2 leaves, 1300 clear opening, solid, anti-ligature and anti-barricade, tall vision panel, with integral blind |  |  | 1 | DOOR | FALSE
DOHI-133.11 | DOOR: hinged, 1 1/2 leaves, 1300 clear opening, solid, anti-ligature and anti-barricade, tall vision panel, with switchable glass |  |  | 1 | DOOR | FALSE
DOHI-134 | DOOR: hinged, 1 1/2 leaves, 1400 clear opening, solid, tall vision panel |  |  | 1 | DOOR | FALSE
DOHI-134.01 | DOOR: hinged, 1 1/2 leaves, 1400 clear opening, solid, tall vision panel |  |  | 1 | DOOR | FALSE
DOHI-134.02 | DOOR: hinged, 1 1/2 leaves, 1400 clear opening, solid, tall vision panel, with integral blind |  |  | 1 | DOOR | FALSE
DOHI-134.03 | DOOR: hinged, 1 1/2 leaves, 1400 clear opening, solid, tall vision panel, with switchable glass |  |  | 1 | DOOR | FALSE
DOHI-134.04 | DOOR: hinged, 1 1/2 leaves, 1400 clear opening, solid, shielded, tall vision panel, lead glass |  |  | 1 | DOOR | FALSE
DOHI-134.05 | DOOR: hinged, 1 1/2 leaves, 1400 clear opening, solid, shielded, tall vision panel, lead glass, with integral blind |  |  | 1 | DOOR | FALSE
DOHI-134.06 | DOOR: hinged, 1 1/2 leaves, 1400 clear opening, solid, anti-ligature, tall vision panel |  |  | 1 | DOOR | FALSE
DOHI-134.07 | DOOR: hinged, 1 1/2 leaves, 1400 clear opening, solid, anti-ligature, tall vision panel, with integral blind |  |  | 1 | DOOR | FALSE
DOHI-134.08 | DOOR: hinged, 1 1/2 leaves, 1400 clear opening, solid, anti-ligature, tall vision panel, with switchable glass |  |  | 1 | DOOR | FALSE
DOHI-134.09 | DOOR: hinged, 1 1/2 leaves, 1400 clear opening, solid, anti-ligature and anti-barricade, tall vision panel |  |  | 1 | DOOR | FALSE
DOHI-134.10 | DOOR: hinged, 1 1/2 leaves, 1400 clear opening, solid, anti-ligature and anti-barricade, tall vision panel, with integral blind |  |  | 1 | DOOR | FALSE
DOHI-134.11 | DOOR: hinged, 1 1/2 leaves, 1400 clear opening, solid, anti-ligature and anti-barricade, tall vision panel, with switchable glass |  |  | 1 | DOOR | FALSE
DOHI-135 | DOOR: hinged, 1 1/2 leaves, 1500 clear opening, solid, tall vision panel |  |  | 1 | DOOR | FALSE
DOHI-135.01 | DOOR: hinged, 1 1/2 leaves, 1500 clear opening, solid, tall vision panel |  |  | 1 | DOOR | FALSE
DOHI-135.02 | DOOR: hinged, 1 1/2 leaves, 1500 clear opening, solid, tall vision panel, with integral blind |  |  | 1 | DOOR | FALSE
DOHI-135.03 | DOOR: hinged, 1 1/2 leaves, 1500 clear opening, solid, tall vision panel, with switchable glass |  |  | 1 | DOOR | FALSE
DOHI-135.04 | DOOR: hinged, 1 1/2 leaves, 1500 clear opening, solid, shielded, tall vision panel, lead glass |  |  | 1 | DOOR | FALSE
DOHI-135.05 | DOOR: hinged, 1 1/2 leaves, 1500 clear opening, solid, shielded, tall vision panel, lead glass, with integral blind |  |  | 1 | DOOR | FALSE
DOHI-135.06 | DOOR: hinged, 1 1/2 leaves, 1500 clear opening, solid, anti-ligature, tall vision panel |  |  | 1 | DOOR | FALSE
DOHI-135.07 | DOOR: hinged, 1 1/2 leaves, 1500 clear opening, solid, anti-ligature, tall vision panel, with integral blind |  |  | 1 | DOOR | FALSE
DOHI-135.08 | DOOR: hinged, 1 1/2 leaves, 1500 clear opening, solid, anti-ligature, tall vision panel, with switchable glass |  |  | 1 | DOOR | FALSE
DOHI-135.09 | DOOR: hinged, 1 1/2 leaves, 1500 clear opening, solid, anti-ligature and anti-barricade, tall vision panel |  |  | 1 | DOOR | FALSE
DOHI-135.10 | DOOR: hinged, 1 1/2 leaves, 1500 clear opening, solid, anti-ligature and anti-barricade, tall vision panel, with integral blind |  |  | 1 | DOOR | FALSE
DOHI-135.11 | DOOR: hinged, 1 1/2 leaves, 1500 clear opening, solid, anti-ligature and anti-barricade, tall vision panel, with switchable glass |  |  | 1 | DOOR | FALSE
DOHI-136 | DOOR: hinged, 1 1/2 leaves, 1600 clear opening, solid, tall vision panel |  |  | 1 | DOOR | FALSE
DOHI-136.01 | DOOR: hinged, 1 1/2 leaves, 1600 clear opening, solid, tall vision panel |  |  | 1 | DOOR | FALSE
DOHI-136.02 | DOOR: hinged, 1 1/2 leaves, 1600 clear opening, solid, tall vision panel, with integral blind |  |  | 1 | DOOR | FALSE
DOHI-136.03 | DOOR: hinged, 1 1/2 leaves, 1600 clear opening, solid, tall vision panel, with switchable glass |  |  | 1 | DOOR | FALSE
DOHI-136.04 | DOOR: hinged, 1 1/2 leaves, 1600 clear opening, solid, shielded, tall vision panel, lead glass |  |  | 1 | DOOR | FALSE
DOHI-136.05 | DOOR: hinged, 1 1/2 leaves, 1600 clear opening, solid, shielded, tall vision panel, lead glass, with integral blind |  |  | 1 | DOOR | FALSE
DOHI-136.06 | DOOR: hinged, 1 1/2 leaves, 1600 clear opening, solid, anti-ligature, tall vision panel |  |  | 1 | DOOR | FALSE
DOHI-136.07 | DOOR: hinged, 1 1/2 leaves, 1600 clear opening, solid, anti-ligature, tall vision panel, with integral blind |  |  | 1 | DOOR | FALSE
DOHI-136.08 | DOOR: hinged, 1 1/2 leaves, 1600 clear opening, solid, anti-ligature, tall vision panel, with switchable glass |  |  | 1 | DOOR | FALSE
DOHI-136.09 | DOOR: hinged, 1 1/2 leaves, 1600 clear opening, solid, anti-ligature and anti-barricade, tall vision panel |  |  | 1 | DOOR | FALSE
DOHI-136.10 | DOOR: hinged, 1 1/2 leaves, 1600 clear opening, solid, anti-ligature and anti-barricade, tall vision panel, with integral blind |  |  | 1 | DOOR | FALSE
DOHI-136.11 | DOOR: hinged, 1 1/2 leaves, 1600 clear opening, solid, anti-ligature and anti-barricade, tall vision panel, with switchable glass |  |  | 1 | DOOR | FALSE
DOHI-141 | DOOR: hinged, 1 1/2 leaves, 1100 clear opening, solid, wide vision panel |  |  | 1 | DOOR | FALSE
DOHI-141.01 | DOOR: hinged, 1 1/2 leaves, 1100 clear opening, solid, wide vision panel |  |  | 1 | DOOR | FALSE
DOHI-141.02 | DOOR: hinged, 1 1/2 leaves, 1100 clear opening, solid, wide vision panel, with integral blind |  |  | 1 | DOOR | FALSE
DOHI-141.03 | DOOR: hinged, 1 1/2 leaves, 1100 clear opening, solid, wide vision panel, with switchable glass |  |  | 1 | DOOR | FALSE
DOHI-141.04 | DOOR: hinged, 1 1/2 leaves, 1100 clear opening, solid, shielded, wide vision panel, lead glass |  |  | 1 | DOOR | FALSE
DOHI-141.05 | DOOR: hinged, 1 1/2 leaves, 1100 clear opening, solid, shielded, wide vision panel, lead glass, with integral blind |  |  | 1 | DOOR | FALSE
DOHI-141.06 | DOOR: hinged, 1 1/2 leaves, 1100 clear opening, solid, anti-ligature, wide vision panel |  |  | 1 | DOOR | FALSE
DOHI-141.07 | DOOR: hinged, 1 1/2 leaves, 1100 clear opening, solid, anti-ligature, wide vision panel, with integral blind |  |  | 1 | DOOR | FALSE
DOHI-141.08 | DOOR: hinged, 1 1/2 leaves, 1100 clear opening, solid, anti-ligature, wide vision panel, with switchable glass |  |  | 1 | DOOR | FALSE
DOHI-141.09 | DOOR: hinged, 1 1/2 leaves, 1100 clear opening, solid, anti-ligature and anti-barricade, wide vision panel |  |  | 1 | DOOR | FALSE
DOHI-141.10 | DOOR: hinged, 1 1/2 leaves, 1100 clear opening, solid, anti-ligature and anti-barricade, wide vision panel, with integral blind |  |  | 1 | DOOR | FALSE
DOHI-141.11 | DOOR: hinged, 1 1/2 leaves, 1100 clear opening, solid, anti-ligature and anti-barricade, wide vision panel, with switchable glass |  |  | 1 | DOOR | FALSE
DOHI-142 | DOOR: hinged, 1 1/2 leaves, 1200 clear opening, solid, wide vision panel |  |  | 1 | DOOR | FALSE
DOHI-142.01 | DOOR: hinged, 1 1/2 leaves, 1200 clear opening, solid, wide vision panel | DWGL-021 | DOOR: 1200mm c/o, 1 1/2 leaf, half glazed, solid core/glass, paint | 1 | DOOR | FALSE
DOHI-142.02 | DOOR: hinged, 1 1/2 leaves, 1200 clear opening, solid, wide vision panel, with integral blind |  |  | 1 | DOOR | FALSE
DOHI-142.03 | DOOR: hinged, 1 1/2 leaves, 1200 clear opening, solid, wide vision panel, with switchable glass |  |  | 1 | DOOR | FALSE
DOHI-142.04 | DOOR: hinged, 1 1/2 leaves, 1200 clear opening, solid, shielded, wide vision panel, lead glass |  |  | 1 | DOOR | FALSE
DOHI-142.05 | DOOR: hinged, 1 1/2 leaves, 1200 clear opening, solid, shielded, wide vision panel, lead glass, with integral blind |  |  | 1 | DOOR | FALSE
DOHI-142.06 | DOOR: hinged, 1 1/2 leaves, 1200 clear opening, solid, anti-ligature, wide vision panel |  |  | 1 | DOOR | FALSE
DOHI-142.07 | DOOR: hinged, 1 1/2 leaves, 1200 clear opening, solid, anti-ligature, wide vision panel, with integral blind |  |  | 1 | DOOR | FALSE
DOHI-142.08 | DOOR: hinged, 1 1/2 leaves, 1200 clear opening, solid, anti-ligature, wide vision panel, with switchable glass |  |  | 1 | DOOR | FALSE
DOHI-142.09 | DOOR: hinged, 1 1/2 leaves, 1200 clear opening, solid, anti-ligature and anti-barricade, wide vision panel |  |  | 1 | DOOR | FALSE
DOHI-142.10 | DOOR: hinged, 1 1/2 leaves, 1200 clear opening, solid, anti-ligature and anti-barricade, wide vision panel, with integral blind |  |  | 1 | DOOR | FALSE
DOHI-142.11 | DOOR: hinged, 1 1/2 leaves, 1200 clear opening, solid, anti-ligature and anti-barricade, wide vision panel, with switchable glass |  |  | 1 | DOOR | FALSE
DOHI-143 | DOOR: hinged, 1 1/2 leaves, 1300 clear opening, solid, wide vision panel |  |  | 1 | DOOR | FALSE
DOHI-143.01 | DOOR: hinged, 1 1/2 leaves, 1300 clear opening, solid, wide vision panel |  |  | 1 | DOOR | FALSE
DOHI-143.02 | DOOR: hinged, 1 1/2 leaves, 1300 clear opening, solid, wide vision panel, with integral blind |  |  | 1 | DOOR | FALSE
DOHI-143.03 | DOOR: hinged, 1 1/2 leaves, 1300 clear opening, solid, wide vision panel, with switchable glass |  |  | 1 | DOOR | FALSE
DOHI-143.04 | DOOR: hinged, 1 1/2 leaves, 1300 clear opening, solid, shielded, wide vision panel, lead glass |  |  | 1 | DOOR | FALSE
DOHI-143.05 | DOOR: hinged, 1 1/2 leaves, 1300 clear opening, solid, shielded, wide vision panel, lead glass, with integral blind |  |  | 1 | DOOR | FALSE
DOHI-143.06 | DOOR: hinged, 1 1/2 leaves, 1300 clear opening, solid, anti-ligature, wide vision panel |  |  | 1 | DOOR | FALSE
DOHI-143.07 | DOOR: hinged, 1 1/2 leaves, 1300 clear opening, solid, anti-ligature, wide vision panel, with integral blind |  |  | 1 | DOOR | FALSE
DOHI-143.08 | DOOR: hinged, 1 1/2 leaves, 1300 clear opening, solid, anti-ligature, wide vision panel, with switchable glass |  |  | 1 | DOOR | FALSE
DOHI-143.09 | DOOR: hinged, 1 1/2 leaves, 1300 clear opening, solid, anti-ligature and anti-barricade, wide vision panel |  |  | 1 | DOOR | FALSE
DOHI-143.10 | DOOR: hinged, 1 1/2 leaves, 1300 clear opening, solid, anti-ligature and anti-barricade, wide vision panel, with integral blind |  |  | 1 | DOOR | FALSE
DOHI-143.11 | DOOR: hinged, 1 1/2 leaves, 1300 clear opening, solid, anti-ligature and anti-barricade, wide vision panel, with switchable glass |  |  | 1 | DOOR | FALSE
DOHI-144 | DOOR: hinged, 1 1/2 leaves, 1400 clear opening, solid, wide vision panel |  |  | 1 | DOOR | FALSE
DOHI-144.01 | DOOR: hinged, 1 1/2 leaves, 1400 clear opening, solid, wide vision panel | DWGL-031; DWGL-032 | DOOR: 1400mm c/o, 1 1/2 leaf, half glazed, solid core/glass, paint; DOOR: 1400mm c/o, 1 1/2 leaf, half glazed, solid core/safety glass, paint | 1 | DOOR | TRUE
DOHI-144.02 | DOOR: hinged, 1 1/2 leaves, 1400 clear opening, solid, wide vision panel, with integral blind |  |  | 1 | DOOR | TRUE
DOHI-144.03 | DOOR: hinged, 1 1/2 leaves, 1400 clear opening, solid, wide vision panel, with switchable glass |  |  | 1 | DOOR | FALSE
DOHI-144.04 | DOOR: hinged, 1 1/2 leaves, 1400 clear opening, solid, shielded, wide vision panel, lead glass |  |  | 1 | DOOR | FALSE
DOHI-144.05 | DOOR: hinged, 1 1/2 leaves, 1400 clear opening, solid, shielded, wide vision panel, lead glass, with integral blind |  |  | 1 | DOOR | FALSE
DOHI-144.06 | DOOR: hinged, 1 1/2 leaves, 1400 clear opening, solid, anti-ligature, wide vision panel |  |  | 1 | DOOR | FALSE
DOHI-144.07 | DOOR: hinged, 1 1/2 leaves, 1400 clear opening, solid, anti-ligature, wide vision panel, with integral blind |  |  | 1 | DOOR | FALSE
DOHI-144.08 | DOOR: hinged, 1 1/2 leaves, 1400 clear opening, solid, anti-ligature, wide vision panel, with switchable glass |  |  | 1 | DOOR | FALSE
DOHI-144.09 | DOOR: hinged, 1 1/2 leaves, 1400 clear opening, solid, anti-ligature and anti-barricade, wide vision panel |  |  | 1 | DOOR | FALSE
DOHI-144.10 | DOOR: hinged, 1 1/2 leaves, 1400 clear opening, solid, anti-ligature and anti-barricade, wide vision panel, with integral blind |  |  | 1 | DOOR | FALSE
DOHI-144.11 | DOOR: hinged, 1 1/2 leaves, 1400 clear opening, solid, anti-ligature and anti-barricade, wide vision panel, with switchable glass |  |  | 1 | DOOR | FALSE
DOHI-145 | DOOR: hinged, 1 1/2 leaves, 1500 clear opening, solid, wide vision panel |  |  | 1 | DOOR | FALSE
DOHI-145.01 | DOOR: hinged, 1 1/2 leaves, 1500 clear opening, solid, wide vision panel | DWGL-041 | DOOR: 1500mm c/o, 1 1/2 leaf, half glazed, solid core/glass, paint | 1 | DOOR | FALSE
DOHI-145.02 | DOOR: hinged, 1 1/2 leaves, 1500 clear opening, solid, wide vision panel, with integral blind |  |  | 1 | DOOR | FALSE
DOHI-145.03 | DOOR: hinged, 1 1/2 leaves, 1500 clear opening, solid, wide vision panel, with switchable glass |  |  | 1 | DOOR | FALSE
DOHI-145.04 | DOOR: hinged, 1 1/2 leaves, 1500 clear opening, solid, shielded, wide vision panel, lead glass |  |  | 1 | DOOR | FALSE
DOHI-145.05 | DOOR: hinged, 1 1/2 leaves, 1500 clear opening, solid, shielded, wide vision panel, lead glass, with integral blind |  |  | 1 | DOOR | FALSE
DOHI-145.06 | DOOR: hinged, 1 1/2 leaves, 1500 clear opening, solid, anti-ligature, wide vision panel |  |  | 1 | DOOR | FALSE
DOHI-145.07 | DOOR: hinged, 1 1/2 leaves, 1500 clear opening, solid, anti-ligature, wide vision panel, with integral blind |  |  | 1 | DOOR | FALSE
DOHI-145.08 | DOOR: hinged, 1 1/2 leaves, 1500 clear opening, solid, anti-ligature, wide vision panel, with switchable glass |  |  | 1 | DOOR | FALSE
DOHI-145.09 | DOOR: hinged, 1 1/2 leaves, 1500 clear opening, solid, anti-ligature and anti-barricade, wide vision panel |  |  | 1 | DOOR | FALSE
DOHI-145.10 | DOOR: hinged, 1 1/2 leaves, 1500 clear opening, solid, anti-ligature and anti-barricade, wide vision panel, with integral blind |  |  | 1 | DOOR | FALSE
DOHI-145.11 | DOOR: hinged, 1 1/2 leaves, 1500 clear opening, solid, anti-ligature and anti-barricade, wide vision panel, with switchable glass |  |  | 1 | DOOR | FALSE
DOHI-146 | DOOR: hinged, 1 1/2 leaves, 1600 clear opening, solid, wide vision panel |  |  | 1 | DOOR | FALSE
DOHI-146.01 | DOOR: hinged, 1 1/2 leaves, 1600 clear opening, solid, wide vision panel |  |  | 1 | DOOR | FALSE
DOHI-146.02 | DOOR: hinged, 1 1/2 leaves, 1600 clear opening, solid, wide vision panel, with integral blind |  |  | 1 | DOOR | FALSE
DOHI-146.03 | DOOR: hinged, 1 1/2 leaves, 1600 clear opening, solid, wide vision panel, with switchable glass |  |  | 1 | DOOR | FALSE
DOHI-146.04 | DOOR: hinged, 1 1/2 leaves, 1600 clear opening, solid, shielded, wide vision panel, lead glass |  |  | 1 | DOOR | FALSE
DOHI-146.05 | DOOR: hinged, 1 1/2 leaves, 1600 clear opening, solid, shielded, wide vision panel, lead glass, with integral blind |  |  | 1 | DOOR | FALSE
DOHI-146.06 | DOOR: hinged, 1 1/2 leaves, 1600 clear opening, solid, anti-ligature, wide vision panel |  |  | 1 | DOOR | FALSE
DOHI-146.07 | DOOR: hinged, 1 1/2 leaves, 1600 clear opening, solid, anti-ligature, wide vision panel, with integral blind |  |  | 1 | DOOR | FALSE
DOHI-146.08 | DOOR: hinged, 1 1/2 leaves, 1600 clear opening, solid, anti-ligature, wide vision panel, with switchable glass |  |  | 1 | DOOR | FALSE
DOHI-146.09 | DOOR: hinged, 1 1/2 leaves, 1600 clear opening, solid, anti-ligature and anti-barricade, wide vision panel |  |  | 1 | DOOR | FALSE
DOHI-146.10 | DOOR: hinged, 1 1/2 leaves, 1600 clear opening, solid, anti-ligature and anti-barricade, wide vision panel, with integral blind |  |  | 1 | DOOR | FALSE
DOHI-146.11 | DOOR: hinged, 1 1/2 leaves, 1600 clear opening, solid, anti-ligature and anti-barricade, wide vision panel, with switchable glass |  |  | 1 | DOOR | FALSE
DOHI-151 | DOOR: hinged, 1 1/2 leaves, 1100 clear opening, solid, fire rated, fire vision panel |  |  | 1 | DOOR | FALSE
DOHI-151.01 | DOOR: hinged, 1 1/2 leaves, 1100 clear opening, solid, fire rated, fire vision panel |  |  | 1 | DOOR | FALSE
DOHI-151.02 | DOOR: hinged, 1 1/2 leaves, 1100 clear opening, solid, fire rated, fire vision panel, with cover |  |  | 1 | DOOR | FALSE
DOHI-151.03 | DOOR: hinged, 1 1/2 leaves, 1100 clear opening, solid, fire rated, shielded, fire vision panel, lead glass |  |  | 1 | DOOR | FALSE
DOHI-151.04 | DOOR: hinged, 1 1/2 leaves, 1100 clear opening, solid, fire rated, shielded, fire vision panel, lead glass, with cover |  |  | 1 | DOOR | FALSE
DOHI-151.05 | DOOR: hinged, 1 1/2 leaves, 1100 clear opening, solid, fire rated, anti-ligature, fire vision panel |  |  | 1 | DOOR | FALSE
DOHI-152 | DOOR: hinged, 1 1/2 leaves, 1200 clear opening, solid, fire rated, fire vision panel |  |  | 1 | DOOR | FALSE
DOHI-152.01 | DOOR: hinged, 1 1/2 leaves, 1200 clear opening, solid, fire rated, fire vision panel |  |  | 1 | DOOR | FALSE
DOHI-152.02 | DOOR: hinged, 1 1/2 leaves, 1200 clear opening, solid, fire rated, fire vision panel, with cover |  |  | 1 | DOOR | FALSE
DOHI-152.03 | DOOR: hinged, 1 1/2 leaves, 1200 clear opening, solid, fire rated, shielded, fire vision panel, lead glass |  |  | 1 | DOOR | FALSE
DOHI-152.04 | DOOR: hinged, 1 1/2 leaves, 1200 clear opening, solid, fire rated, shielded, fire vision panel, lead glass, with cover |  |  | 1 | DOOR | FALSE
DOHI-152.05 | DOOR: hinged, 1 1/2 leaves, 1200 clear opening, solid, fire rated, anti-ligature, fire vision panel |  |  | 1 | DOOR | FALSE
DOHI-153 | DOOR: hinged, 1 1/2 leaves, 1300 clear opening, solid, fire rated, fire vision panel |  |  | 1 | DOOR | FALSE
DOHI-153.01 | DOOR: hinged, 1 1/2 leaves, 1300 clear opening, solid, fire rated, fire vision panel |  |  | 1 | DOOR | FALSE
DOHI-153.02 | DOOR: hinged, 1 1/2 leaves, 1300 clear opening, solid, fire rated, fire vision panel, with cover |  |  | 1 | DOOR | FALSE
DOHI-153.03 | DOOR: hinged, 1 1/2 leaves, 1300 clear opening, solid, fire rated, shielded, fire vision panel, lead glass |  |  | 1 | DOOR | FALSE
DOHI-153.04 | DOOR: hinged, 1 1/2 leaves, 1300 clear opening, solid, fire rated, shielded, fire vision panel, lead glass, with cover |  |  | 1 | DOOR | FALSE
DOHI-153.05 | DOOR: hinged, 1 1/2 leaves, 1300 clear opening, solid, fire rated, anti-ligature, fire vision panel |  |  | 1 | DOOR | FALSE
DOHI-154 | DOOR: hinged, 1 1/2 leaves, 1400 clear opening, solid, fire rated, fire vision panel |  |  | 1 | DOOR | FALSE
DOHI-154.01 | DOOR: hinged, 1 1/2 leaves, 1400 clear opening, solid, fire rated, fire vision panel |  |  | 1 | DOOR | FALSE
DOHI-154.02 | DOOR: hinged, 1 1/2 leaves, 1400 clear opening, solid, fire rated, fire vision panel, with cover |  |  | 1 | DOOR | FALSE
DOHI-154.03 | DOOR: hinged, 1 1/2 leaves, 1400 clear opening, solid, fire rated, shielded, fire vision panel, lead glass |  |  | 1 | DOOR | FALSE
DOHI-154.04 | DOOR: hinged, 1 1/2 leaves, 1400 clear opening, solid, fire rated, shielded, fire vision panel, lead glass, with cover |  |  | 1 | DOOR | FALSE
DOHI-154.05 | DOOR: hinged, 1 1/2 leaves, 1400 clear opening, solid, fire rated, anti-ligature, fire vision panel |  |  | 1 | DOOR | FALSE
DOHI-155 | DOOR: hinged, 1 1/2 leaves, 1500 clear opening, solid, fire rated, fire vision panel |  |  | 1 | DOOR | FALSE
DOHI-155.01 | DOOR: hinged, 1 1/2 leaves, 1500 clear opening, solid, fire rated, fire vision panel |  |  | 1 | DOOR | FALSE
DOHI-155.02 | DOOR: hinged, 1 1/2 leaves, 1500 clear opening, solid, fire rated, fire vision panel, with cover |  |  | 1 | DOOR | FALSE
DOHI-155.03 | DOOR: hinged, 1 1/2 leaves, 1500 clear opening, solid, fire rated, shielded, fire vision panel, lead glass |  |  | 1 | DOOR | FALSE
DOHI-155.04 | DOOR: hinged, 1 1/2 leaves, 1500 clear opening, solid, fire rated, shielded, fire vision panel, lead glass, with cover |  |  | 1 | DOOR | FALSE
DOHI-155.05 | DOOR: hinged, 1 1/2 leaves, 1500 clear opening, solid, fire rated, anti-ligature, fire vision panel |  |  | 1 | DOOR | FALSE
DOHI-156 | DOOR: hinged, 1 1/2 leaves, 1600 clear opening, solid, fire rated, fire vision panel |  |  | 1 | DOOR | FALSE
DOHI-156.01 | DOOR: hinged, 1 1/2 leaves, 1600 clear opening, solid, fire rated, fire vision panel |  |  | 1 | DOOR | FALSE
DOHI-156.02 | DOOR: hinged, 1 1/2 leaves, 1600 clear opening, solid, fire rated, fire vision panel, with cover |  |  | 1 | DOOR | FALSE
DOHI-156.03 | DOOR: hinged, 1 1/2 leaves, 1600 clear opening, solid, fire rated, shielded, fire vision panel, lead glass |  |  | 1 | DOOR | FALSE
DOHI-156.04 | DOOR: hinged, 1 1/2 leaves, 1600 clear opening, solid, fire rated, shielded, fire vision panel, lead glass, with cover |  |  | 1 | DOOR | FALSE
DOHI-156.05 | DOOR: hinged, 1 1/2 leaves, 1600 clear opening, solid, fire rated, anti-ligature, fire vision panel |  |  | 1 | DOOR | FALSE
DOHI-161 | DOOR: hinged, 1 1/2 leaves, 1100 clear opening, fully glazed, framed |  |  | 1 | DOOR | FALSE
DOHI-161.01 | DOOR: hinged, 1 1/2 leaves, 1100 clear opening, fully glazed, framed |  |  | 1 | DOOR | FALSE
DOHI-161.02 | DOOR: hinged, 1 1/2 leaves, 1100 clear opening, fully glazed, framed, with integral blinds |  |  | 1 | DOOR | FALSE
DOHI-161.03 | DOOR: hinged, 1 1/2 leaves, 1100 clear opening, fully glazed, framed, with switchable glass |  |  | 1 | DOOR | FALSE
DOHI-162 | DOOR: hinged, 1 1/2 leaves, 1200 clear opening, fully glazed, framed |  |  | 1 | DOOR | FALSE
DOHI-162.01 | DOOR: hinged, 1 1/2 leaves, 1200 clear opening, fully glazed, framed |  |  | 1 | DOOR | FALSE
DOHI-162.02 | DOOR: hinged, 1 1/2 leaves, 1200 clear opening, fully glazed, framed, with integral blinds |  |  | 1 | DOOR | FALSE
DOHI-162.03 | DOOR: hinged, 1 1/2 leaves, 1200 clear opening, fully glazed, framed, with switchable glass |  |  | 1 | DOOR | FALSE
DOHI-163 | DOOR: hinged, 1 1/2 leaves, 1300 clear opening, fully glazed, framed |  |  | 1 | DOOR | FALSE
DOHI-163.01 | DOOR: hinged, 1 1/2 leaves, 1300 clear opening, fully glazed, framed |  |  | 1 | DOOR | FALSE
DOHI-163.02 | DOOR: hinged, 1 1/2 leaves, 1300 clear opening, fully glazed, framed, with integral blinds |  |  | 1 | DOOR | FALSE
DOHI-163.03 | DOOR: hinged, 1 1/2 leaves, 1300 clear opening, fully glazed, framed, with switchable glass |  |  | 1 | DOOR | FALSE
DOHI-164 | DOOR: hinged, 1 1/2 leaves, 1400 clear opening, fully glazed, framed |  |  | 1 | DOOR | FALSE
DOHI-164.01 | DOOR: hinged, 1 1/2 leaves, 1400 clear opening, fully glazed, framed | DWGL-030 | DOOR: 1400mm c/o, 1 1/2 leaf, fully glazed, alum/safety glass, powder coat/paint | 1 | DOOR | FALSE
DOHI-164.02 | DOOR: hinged, 1 1/2 leaves, 1400 clear opening, fully glazed, framed, with integral blinds |  |  | 1 | DOOR | FALSE
DOHI-164.03 | DOOR: hinged, 1 1/2 leaves, 1400 clear opening, fully glazed, framed, with switchable glass |  |  | 1 | DOOR | FALSE
DOHI-165 | DOOR: hinged, 1 1/2 leaves, 1500 clear opening, fully glazed, framed |  |  | 1 | DOOR | FALSE
DOHI-165.01 | DOOR: hinged, 1 1/2 leaves, 1500 clear opening, fully glazed, framed | DWGL-040 | DOOR: 1500mm c/o ,1 1/2 leaf, fully glazed, alum/safety glass, powder coat/paint | 1 | DOOR | FALSE
DOHI-165.02 | DOOR: hinged, 1 1/2 leaves, 1500 clear opening, fully glazed, framed, with integral blinds |  |  | 1 | DOOR | FALSE
DOHI-165.03 | DOOR: hinged, 1 1/2 leaves, 1500 clear opening, fully glazed, framed, with switchable glass |  |  | 1 | DOOR | FALSE
DOHI-166 | DOOR: hinged, 1 1/2 leaves, 1600 clear opening, fully glazed, framed |  |  | 1 | DOOR | FALSE
DOHI-166.01 | DOOR: hinged, 1 1/2 leaves, 1600 clear opening, fully glazed, framed |  |  | 1 | DOOR | FALSE
DOHI-166.02 | DOOR: hinged, 1 1/2 leaves, 1600 clear opening, fully glazed, framed, with integral blinds |  |  | 1 | DOOR | FALSE
DOHI-166.03 | DOOR: hinged, 1 1/2 leaves, 1600 clear opening, fully glazed, framed, with switchable glass |  |  | 1 | DOOR | FALSE
DOHI-171 | DOOR: hinged, 1 1/2 leaves, 1100 clear opening, fully glazed, framed with mid-rail |  |  | 1 | DOOR | FALSE
DOHI-171.01 | DOOR: hinged, 1 1/2 leaves, 1100 clear opening, fully glazed, framed with mid-rail |  |  | 1 | DOOR | FALSE
DOHI-171.02 | DOOR: hinged, 1 1/2 leaves, 1100 clear opening, fully glazed, framed with mid-rail, with integral blinds |  |  | 1 | DOOR | FALSE
DOHI-171.03 | DOOR: hinged, 1 1/2 leaves, 1100 clear opening, fully glazed, framed with mid-rail, with switchable glass |  |  | 1 | DOOR | FALSE
DOHI-172 | DOOR: hinged, 1 1/2 leaves, 1200 clear opening, fully glazed, framed with mid-rail |  |  | 1 | DOOR | FALSE
DOHI-172.01 | DOOR: hinged, 1 1/2 leaves, 1200 clear opening, fully glazed, framed with mid-rail |  |  | 1 | DOOR | FALSE
DOHI-172.02 | DOOR: hinged, 1 1/2 leaves, 1200 clear opening, fully glazed, framed with mid-rail, with integral blinds |  |  | 1 | DOOR | FALSE
DOHI-172.03 | DOOR: hinged, 1 1/2 leaves, 1200 clear opening, fully glazed, framed with mid-rail, with switchable glass |  |  | 1 | DOOR | FALSE
DOHI-173 | DOOR: hinged, 1 1/2 leaves, 1300 clear opening, fully glazed, framed with mid-rail |  |  | 1 | DOOR | FALSE
DOHI-173.01 | DOOR: hinged, 1 1/2 leaves, 1300 clear opening, fully glazed, framed with mid-rail |  |  | 1 | DOOR | FALSE
DOHI-173.02 | DOOR: hinged, 1 1/2 leaves, 1300 clear opening, fully glazed, framed with mid-rail, with integral blinds |  |  | 1 | DOOR | FALSE
DOHI-173.03 | DOOR: hinged, 1 1/2 leaves, 1300 clear opening, fully glazed, framed with mid-rail, with switchable glass |  |  | 1 | DOOR | FALSE
DOHI-174 | DOOR: hinged, 1 1/2 leaves, 1400 clear opening, fully glazed, framed with mid-rail |  |  | 1 | DOOR | FALSE
DOHI-174.01 | DOOR: hinged, 1 1/2 leaves, 1400 clear opening, fully glazed, framed with mid-rail |  |  | 1 | DOOR | FALSE
DOHI-174.02 | DOOR: hinged, 1 1/2 leaves, 1400 clear opening, fully glazed, framed with mid-rail, with integral blinds |  |  | 1 | DOOR | FALSE
DOHI-174.03 | DOOR: hinged, 1 1/2 leaves, 1400 clear opening, fully glazed, framed with mid-rail, with switchable glass |  |  | 1 | DOOR | FALSE
DOHI-175 | DOOR: hinged, 1 1/2 leaves, 1500 clear opening, fully glazed, framed with mid-rail |  |  | 1 | DOOR | FALSE
DOHI-175.01 | DOOR: hinged, 1 1/2 leaves, 1500 clear opening, fully glazed, framed with mid-rail |  |  | 1 | DOOR | FALSE
DOHI-175.02 | DOOR: hinged, 1 1/2 leaves, 1500 clear opening, fully glazed, framed with mid-rail, with integral blinds |  |  | 1 | DOOR | FALSE
DOHI-175.03 | DOOR: hinged, 1 1/2 leaves, 1500 clear opening, fully glazed, framed with mid-rail, with switchable glass |  |  | 1 | DOOR | FALSE
DOHI-176 | DOOR: hinged, 1 1/2 leaves, 1600 clear opening, fully glazed, framed with mid-rail |  |  | 1 | DOOR | FALSE
DOHI-176.01 | DOOR: hinged, 1 1/2 leaves, 1600 clear opening, fully glazed, framed with mid-rail |  |  | 1 | DOOR | FALSE
DOHI-176.02 | DOOR: hinged, 1 1/2 leaves, 1600 clear opening, fully glazed, framed with mid-rail, with integral blinds |  |  | 1 | DOOR | FALSE
DOHI-176.03 | DOOR: hinged, 1 1/2 leaves, 1600 clear opening, fully glazed, framed with mid-rail, with switchable glass |  |  | 1 | DOOR | FALSE
DOHI-201 | DOOR: hinged, 2 leaves, 1500 clear opening, solid |  |  | 1 | DOOR | FALSE
DOHI-201.01 | DOOR: hinged, 2 leaves, 1500 clear opening, solid | DWSC-022 | DOOR: 1400mm c/o, double leaf, solid core, paint | 1 | DOOR | FALSE
DOHI-201.02 | DOOR: hinged, 2 leaves, 1500 clear opening, solid, shielded |  |  | 1 | DOOR | FALSE
DOHI-201.03 | DOOR: hinged, 2 leaves, 1500 clear opening, solid, anti-ligature |  |  | 1 | DOOR | FALSE
DOHI-201.04 | DOOR: hinged, 2 leaves, 1500 clear opening, solid, anti-ligature and anti-barricade |  |  | 1 | DOOR | FALSE
DOHI-201.05 | DOOR: hinged, 2 leaves, 1500 clear opening, solid, fire rated |  |  | 1 | DOOR | FALSE
DOHI-201.06 | DOOR: hinged, 2 leaves, 1500 clear opening, solid, fire rated, shielded |  |  | 1 | DOOR | FALSE
DOHI-201.07 | DOOR: hinged, 2 leaves, 1500 clear opening, solid, fire rated, anti-ligature |  |  | 1 | DOOR | FALSE
DOHI-202 | DOOR: hinged, 2 leaves, 1600 clear opening, solid |  |  | 1 | DOOR | FALSE
DOHI-202.01 | DOOR: hinged, 2 leaves, 1600 clear opening, solid | DWSC-050 | DOOR: double leaf, solid core, paint, 180 deg | 1 | DOOR | FALSE
DOHI-202.02 | DOOR: hinged, 2 leaves, 1600 clear opening, solid, shielded | DWSC-052 | DOOR: double leaf, solid core, with lead shielding, paint | 1 | DOOR | FALSE
DOHI-202.03 | DOOR: hinged, 2 leaves, 1600 clear opening, solid, anti-ligature |  |  | 1 | DOOR | FALSE
DOHI-202.04 | DOOR: hinged, 2 leaves, 1600 clear opening, solid, anti-ligature and anti-barricade |  |  | 1 | DOOR | FALSE
DOHI-202.05 | DOOR: hinged, 2 leaves, 1600 clear opening, solid, fire rated |  |  | 1 | DOOR | FALSE
DOHI-202.06 | DOOR: hinged, 2 leaves, 1600 clear opening, solid, fire rated, shielded |  |  | 1 | DOOR | FALSE
DOHI-202.07 | DOOR: hinged, 2 leaves, 1600 clear opening, solid, fire rated, anti-ligature |  |  | 1 | DOOR | FALSE
DOHI-203 | DOOR: hinged, 2 leaves, 1700 clear opening, solid |  |  | 1 | DOOR | FALSE
DOHI-203.01 | DOOR: hinged, 2 leaves, 1700 clear opening, solid |  |  | 1 | DOOR | FALSE
DOHI-203.02 | DOOR: hinged, 2 leaves, 1700 clear opening, solid, shielded |  |  | 1 | DOOR | FALSE
DOHI-203.03 | DOOR: hinged, 2 leaves, 1700 clear opening, solid, anti-ligature |  |  | 1 | DOOR | FALSE
DOHI-203.04 | DOOR: hinged, 2 leaves, 1700 clear opening, solid, anti-ligature and anti-barricade |  |  | 1 | DOOR | FALSE
DOHI-203.05 | DOOR: hinged, 2 leaves, 1700 clear opening, solid, fire rated |  |  | 1 | DOOR | FALSE
DOHI-203.06 | DOOR: hinged, 2 leaves, 1700 clear opening, solid, fire rated, shielded |  |  | 1 | DOOR | FALSE
DOHI-203.07 | DOOR: hinged, 2 leaves, 1700 clear opening, solid, fire rated, anti-ligature |  |  | 1 | DOOR | FALSE
DOHI-204 | DOOR: hinged, 2 leaves, 1800 clear opening, solid |  |  | 1 | DOOR | FALSE
DOHI-204.01 | DOOR: hinged, 2 leaves, 1800 clear opening, solid | DWSC-033 | DOOR: 1800mm c/o, double leaf, solid core, paint | 1 | DOOR | FALSE
DOHI-204.02 | DOOR: hinged, 2 leaves, 1800 clear opening, solid, shielded | DWSC-034 | DOOR: 1800mm c/o, double leaf, solid core, lead shielding, paint | 1 | DOOR | TRUE
DOHI-204.03 | DOOR: hinged, 2 leaves, 1800 clear opening, solid, anti-ligature |  |  | 1 | DOOR | FALSE
DOHI-204.04 | DOOR: hinged, 2 leaves, 1800 clear opening, solid, anti-ligature and anti-barricade |  |  | 1 | DOOR | FALSE
DOHI-204.05 | DOOR: hinged, 2 leaves, 1800 clear opening, solid, fire rated |  |  | 1 | DOOR | FALSE
DOHI-204.06 | DOOR: hinged, 2 leaves, 1800 clear opening, solid, fire rated, shielded |  |  | 1 | DOOR | FALSE
DOHI-204.07 | DOOR: hinged, 2 leaves, 1800 clear opening, solid, fire rated, anti-ligature |  |  | 1 | DOOR | FALSE
DOHI-205 | DOOR: hinged, 2 leaves, 1900 clear opening, solid |  |  | 1 | DOOR | FALSE
DOHI-205.01 | DOOR: hinged, 2 leaves, 1900 clear opening, solid |  |  | 1 | DOOR | FALSE
DOHI-205.02 | DOOR: hinged, 2 leaves, 1900 clear opening, solid, shielded |  |  | 1 | DOOR | FALSE
DOHI-205.03 | DOOR: hinged, 2 leaves, 1900 clear opening, solid, anti-ligature |  |  | 1 | DOOR | FALSE
DOHI-205.04 | DOOR: hinged, 2 leaves, 1900 clear opening, solid, anti-ligature and anti-barricade |  |  | 1 | DOOR | FALSE
DOHI-205.05 | DOOR: hinged, 2 leaves, 1900 clear opening, solid, fire rated |  |  | 1 | DOOR | FALSE
DOHI-205.06 | DOOR: hinged, 2 leaves, 1900 clear opening, solid, fire rated, shielded |  |  | 1 | DOOR | FALSE
DOHI-205.07 | DOOR: hinged, 2 leaves, 1900 clear opening, solid, fire rated, anti-ligature |  |  | 1 | DOOR | FALSE
DOHI-206 | DOOR: hinged, 2 leaves, 2000 clear opening, solid |  |  | 1 | DOOR | FALSE
DOHI-206.01 | DOOR: hinged, 2 leaves, 2000 clear opening, solid |  |  | 1 | DOOR | FALSE
DOHI-206.02 | DOOR: hinged, 2 leaves, 2000 clear opening, solid, shielded |  |  | 1 | DOOR | FALSE
DOHI-206.03 | DOOR: hinged, 2 leaves, 2000 clear opening, solid, anti-ligature |  |  | 1 | DOOR | FALSE
DOHI-206.04 | DOOR: hinged, 2 leaves, 2000 clear opening, solid, anti-ligature and anti-barricade |  |  | 1 | DOOR | FALSE
DOHI-206.05 | DOOR: hinged, 2 leaves, 2000 clear opening, solid, fire rated |  |  | 1 | DOOR | FALSE
DOHI-206.06 | DOOR: hinged, 2 leaves, 2000 clear opening, solid, fire rated, shielded |  |  | 1 | DOOR | FALSE
DOHI-206.07 | DOOR: hinged, 2 leaves, 2000 clear opening, solid, fire rated, anti-ligature |  |  | 1 | DOOR | FALSE
DOHI-207 | DOOR: hinged, 2 leaves, 2100 clear opening, solid |  |  | 1 | DOOR | FALSE
DOHI-207.01 | DOOR: hinged, 2 leaves, 2100 clear opening, solid |  |  | 1 | DOOR | FALSE
DOHI-207.02 | DOOR: hinged, 2 leaves, 2100 clear opening, solid, shielded |  |  | 1 | DOOR | FALSE
DOHI-207.03 | DOOR: hinged, 2 leaves, 2100 clear opening, solid, anti-ligature |  |  | 1 | DOOR | FALSE
DOHI-207.04 | DOOR: hinged, 2 leaves, 2100 clear opening, solid, anti-ligature and anti-barricade |  |  | 1 | DOOR | FALSE
DOHI-207.05 | DOOR: hinged, 2 leaves, 2100 clear opening, solid, fire rated |  |  | 1 | DOOR | FALSE
DOHI-207.06 | DOOR: hinged, 2 leaves, 2100 clear opening, solid, fire rated, shielded |  |  | 1 | DOOR | FALSE
DOHI-207.07 | DOOR: hinged, 2 leaves, 2100 clear opening, solid, fire rated, anti-ligature |  |  | 1 | DOOR | FALSE
DOHI-208 | DOOR: hinged, 2 leaves, 2200 clear opening, solid |  |  | 1 | DOOR | FALSE
DOHI-208.01 | DOOR: hinged, 2 leaves, 2200 clear opening, solid |  |  | 1 | DOOR | FALSE
DOHI-208.02 | DOOR: hinged, 2 leaves, 2200 clear opening, solid, shielded |  |  | 1 | DOOR | FALSE
DOHI-208.03 | DOOR: hinged, 2 leaves, 2200 clear opening, solid, anti-ligature |  |  | 1 | DOOR | FALSE
DOHI-208.04 | DOOR: hinged, 2 leaves, 2200 clear opening, solid, anti-ligature and anti-barricade |  |  | 1 | DOOR | FALSE
DOHI-208.05 | DOOR: hinged, 2 leaves, 2200 clear opening, solid, fire rated |  |  | 1 | DOOR | FALSE
DOHI-208.06 | DOOR: hinged, 2 leaves, 2200 clear opening, solid, fire rated, shielded |  |  | 1 | DOOR | FALSE
DOHI-208.07 | DOOR: hinged, 2 leaves, 2200 clear opening, solid, fire rated, anti-ligature |  |  | 1 | DOOR | FALSE
DOHI-209 | DOOR: hinged, 2 leaves, 2300 clear opening, solid |  |  | 1 | DOOR | FALSE
DOHI-209.01 | DOOR: hinged, 2 leaves, 2300 clear opening, solid |  |  | 1 | DOOR | FALSE
DOHI-209.02 | DOOR: hinged, 2 leaves, 2300 clear opening, solid, shielded |  |  | 1 | DOOR | FALSE
DOHI-209.03 | DOOR: hinged, 2 leaves, 2300 clear opening, solid, anti-ligature |  |  | 1 | DOOR | FALSE
DOHI-209.04 | DOOR: hinged, 2 leaves, 2300 clear opening, solid, anti-ligature and anti-barricade |  |  | 1 | DOOR | FALSE
DOHI-209.05 | DOOR: hinged, 2 leaves, 2300 clear opening, solid, fire rated |  |  | 1 | DOOR | FALSE
DOHI-209.06 | DOOR: hinged, 2 leaves, 2300 clear opening, solid, fire rated, shielded |  |  | 1 | DOOR | FALSE
DOHI-209.07 | DOOR: hinged, 2 leaves, 2300 clear opening, solid, fire rated, anti-ligature |  |  | 1 | DOOR | FALSE
DOHI-211 | DOOR: hinged, 2 leaves, 1500 clear opening, solid, standard vision panel |  |  | 1 | DOOR | FALSE
DOHI-211.01 | DOOR: hinged, 2 leaves, 1500 clear opening, solid, standard vision panel |  |  | 1 | DOOR | FALSE
DOHI-211.02 | DOOR: hinged, 2 leaves, 1500 clear opening, solid, standard vision panel, with integral blind |  |  | 1 | DOOR | FALSE
DOHI-211.03 | DOOR: hinged, 2 leaves, 1500 clear opening, solid, standard vision panel, with cover |  |  | 1 | DOOR | FALSE
DOHI-211.04 | DOOR: hinged, 2 leaves, 1500 clear opening, solid, standard vision panel, with switchable glass |  |  | 1 | DOOR | FALSE
DOHI-211.05 | DOOR: hinged, 2 leaves, 1500 clear opening, solid, shielded, standard vision panel, lead glass |  |  | 1 | DOOR | FALSE
DOHI-211.06 | DOOR: hinged, 2 leaves, 1500 clear opening, solid, shielded, standard vision panel, lead glass, with integral blind |  |  | 1 | DOOR | FALSE
DOHI-211.07 | DOOR: hinged, 2 leaves, 1500 clear opening, solid, shielded, standard vision panel, lead glass, with cover |  |  | 1 | DOOR | FALSE
DOHI-211.08 | DOOR: hinged, 2 leaves, 1500 clear opening, solid, anti-ligature, standard vision panel |  |  | 1 | DOOR | FALSE
DOHI-211.09 | DOOR: hinged, 2 leaves, 1500 clear opening, solid, anti-ligature, standard vision panel, with integral blind |  |  | 1 | DOOR | FALSE
DOHI-211.10 | DOOR: hinged, 2 leaves, 1500 clear opening, solid, anti-ligature, standard vision panel, with switchable glass |  |  | 1 | DOOR | FALSE
DOHI-211.11 | DOOR: hinged, 2 leaves, 1500 clear opening, solid, anti-ligature and anti-barricade, standard vision panel |  |  | 1 | DOOR | FALSE
DOHI-211.12 | DOOR: hinged, 2 leaves, 1500 clear opening, solid, anti-ligature and anti-barricade, standard vision panel, with integral blind |  |  | 1 | DOOR | FALSE
DOHI-211.13 | DOOR: hinged, 2 leaves, 1500 clear opening, solid, anti-ligature and anti-barricade, standard vision panel, with switchable glass |  |  | 1 | DOOR | FALSE
DOHI-212 | DOOR: hinged, 2 leaves, 1600 clear opening, solid, standard vision panel |  |  | 1 | DOOR | FALSE
DOHI-212.01 | DOOR: hinged, 2 leaves, 1600 clear opening, solid, standard vision panel |  |  | 1 | DOOR | TRUE
DOHI-212.02 | DOOR: hinged, 2 leaves, 1600 clear opening, solid, standard vision panel, with integral blind |  |  | 1 | DOOR | FALSE
DOHI-212.03 | DOOR: hinged, 2 leaves, 1600 clear opening, solid, standard vision panel, with cover |  |  | 1 | DOOR | TRUE
DOHI-212.04 | DOOR: hinged, 2 leaves, 1600 clear opening, solid, standard vision panel, with switchable glass |  |  | 1 | DOOR | FALSE
DOHI-212.05 | DOOR: hinged, 2 leaves, 1600 clear opening, solid, shielded, standard vision panel, lead glass |  |  | 1 | DOOR | FALSE
DOHI-212.06 | DOOR: hinged, 2 leaves, 1600 clear opening, solid, shielded, standard vision panel, lead glass, with integral blind |  |  | 1 | DOOR | FALSE
DOHI-212.07 | DOOR: hinged, 2 leaves, 1600 clear opening, solid, shielded, standard vision panel, lead glass, with cover |  |  | 1 | DOOR | FALSE
DOHI-212.08 | DOOR: hinged, 2 leaves, 1600 clear opening, solid, anti-ligature, standard vision panel |  |  | 1 | DOOR | FALSE
DOHI-212.09 | DOOR: hinged, 2 leaves, 1600 clear opening, solid, anti-ligature, standard vision panel, with integral blind |  |  | 1 | DOOR | FALSE
DOHI-212.10 | DOOR: hinged, 2 leaves, 1600 clear opening, solid, anti-ligature, standard vision panel, with switchable glass |  |  | 1 | DOOR | FALSE
DOHI-212.11 | DOOR: hinged, 2 leaves, 1600 clear opening, solid, anti-ligature and anti-barricade, standard vision panel |  |  | 1 | DOOR | FALSE
DOHI-212.12 | DOOR: hinged, 2 leaves, 1600 clear opening, solid, anti-ligature and anti-barricade, standard vision panel, with integral blind |  |  | 1 | DOOR | FALSE
DOHI-212.13 | DOOR: hinged, 2 leaves, 1600 clear opening, solid, anti-ligature and anti-barricade, standard vision panel, with switchable glass |  |  | 1 | DOOR | FALSE
DOHI-213 | DOOR: hinged, 2 leaves, 1700 clear opening, solid, standard vision panel |  |  | 1 | DOOR | FALSE
DOHI-213.01 | DOOR: hinged, 2 leaves, 1700 clear opening, solid, standard vision panel |  |  | 1 | DOOR | FALSE
DOHI-213.02 | DOOR: hinged, 2 leaves, 1700 clear opening, solid, standard vision panel, with integral blind |  |  | 1 | DOOR | FALSE
DOHI-213.03 | DOOR: hinged, 2 leaves, 1700 clear opening, solid, standard vision panel, with cover |  |  | 1 | DOOR | TRUE
DOHI-213.04 | DOOR: hinged, 2 leaves, 1700 clear opening, solid, standard vision panel, with switchable glass |  |  | 1 | DOOR | FALSE
DOHI-213.05 | DOOR: hinged, 2 leaves, 1700 clear opening, solid, shielded, standard vision panel, lead glass |  |  | 1 | DOOR | FALSE
DOHI-213.06 | DOOR: hinged, 2 leaves, 1700 clear opening, solid, shielded, standard vision panel, lead glass, with integral blind |  |  | 1 | DOOR | FALSE
DOHI-213.07 | DOOR: hinged, 2 leaves, 1700 clear opening, solid, shielded, standard vision panel, lead glass, with cover |  |  | 1 | DOOR | FALSE
DOHI-213.08 | DOOR: hinged, 2 leaves, 1700 clear opening, solid, anti-ligature, standard vision panel |  |  | 1 | DOOR | FALSE
DOHI-213.09 | DOOR: hinged, 2 leaves, 1700 clear opening, solid, anti-ligature, standard vision panel, with integral blind |  |  | 1 | DOOR | FALSE
DOHI-213.10 | DOOR: hinged, 2 leaves, 1700 clear opening, solid, anti-ligature, standard vision panel, with switchable glass |  |  | 1 | DOOR | FALSE
DOHI-213.11 | DOOR: hinged, 2 leaves, 1700 clear opening, solid, anti-ligature and anti-barricade, standard vision panel |  |  | 1 | DOOR | FALSE
DOHI-213.12 | DOOR: hinged, 2 leaves, 1700 clear opening, solid, anti-ligature and anti-barricade, standard vision panel, with integral blind |  |  | 1 | DOOR | FALSE
DOHI-213.13 | DOOR: hinged, 2 leaves, 1700 clear opening, solid, anti-ligature and anti-barricade, standard vision panel, with switchable glass |  |  | 1 | DOOR | FALSE
DOHI-214 | DOOR: hinged, 2 leaves, 1800 clear opening, solid, standard vision panel |  |  | 1 | DOOR | FALSE
DOHI-214.01 | DOOR: hinged, 2 leaves, 1800 clear opening, solid, standard vision panel | DWGL-062 | DOOR: 1800mm c/o, double leaf, observation panel, solid core/glass, paint | 1 | DOOR | FALSE
DOHI-214.02 | DOOR: hinged, 2 leaves, 1800 clear opening, solid, standard vision panel, with integral blind |  |  | 1 | DOOR | FALSE
DOHI-214.03 | DOOR: hinged, 2 leaves, 1800 clear opening, solid, standard vision panel, with cover |  |  | 1 | DOOR | FALSE
DOHI-214.04 | DOOR: hinged, 2 leaves, 1800 clear opening, solid, standard vision panel, with switchable glass |  |  | 1 | DOOR | FALSE
DOHI-214.05 | DOOR: hinged, 2 leaves, 1800 clear opening, solid, shielded, standard vision panel, lead glass |  |  | 1 | DOOR | FALSE
DOHI-214.06 | DOOR: hinged, 2 leaves, 1800 clear opening, solid, shielded, standard vision panel, lead glass, with integral blind |  |  | 1 | DOOR | FALSE
DOHI-214.07 | DOOR: hinged, 2 leaves, 1800 clear opening, solid, shielded, standard vision panel, lead glass, with cover |  |  | 1 | DOOR | FALSE
DOHI-214.08 | DOOR: hinged, 2 leaves, 1800 clear opening, solid, anti-ligature, standard vision panel |  |  | 1 | DOOR | FALSE
DOHI-214.09 | DOOR: hinged, 2 leaves, 1800 clear opening, solid, anti-ligature, standard vision panel, with integral blind |  |  | 1 | DOOR | FALSE
DOHI-214.10 | DOOR: hinged, 2 leaves, 1800 clear opening, solid, anti-ligature, standard vision panel, with switchable glass |  |  | 1 | DOOR | FALSE
DOHI-214.11 | DOOR: hinged, 2 leaves, 1800 clear opening, solid, anti-ligature and anti-barricade, standard vision panel |  |  | 1 | DOOR | FALSE
DOHI-214.12 | DOOR: hinged, 2 leaves, 1800 clear opening, solid, anti-ligature and anti-barricade, standard vision panel, with integral blind |  |  | 1 | DOOR | FALSE
DOHI-214.13 | DOOR: hinged, 2 leaves, 1800 clear opening, solid, anti-ligature and anti-barricade, standard vision panel, with switchable glass |  |  | 1 | DOOR | FALSE
DOHI-215 | DOOR: hinged, 2 leaves, 1900 clear opening, solid, standard vision panel |  |  | 1 | DOOR | FALSE
DOHI-215.01 | DOOR: hinged, 2 leaves, 1900 clear opening, solid, standard vision panel |  |  | 1 | DOOR | FALSE
DOHI-215.02 | DOOR: hinged, 2 leaves, 1900 clear opening, solid, standard vision panel, with integral blind |  |  | 1 | DOOR | FALSE
DOHI-215.03 | DOOR: hinged, 2 leaves, 1900 clear opening, solid, standard vision panel, with cover |  |  | 1 | DOOR | FALSE
DOHI-215.04 | DOOR: hinged, 2 leaves, 1900 clear opening, solid, standard vision panel, with switchable glass |  |  | 1 | DOOR | FALSE
DOHI-215.05 | DOOR: hinged, 2 leaves, 1900 clear opening, solid, shielded, standard vision panel, lead glass |  |  | 1 | DOOR | FALSE
DOHI-215.06 | DOOR: hinged, 2 leaves, 1900 clear opening, solid, shielded, standard vision panel, lead glass, with integral blind |  |  | 1 | DOOR | FALSE
DOHI-215.07 | DOOR: hinged, 2 leaves, 1900 clear opening, solid, shielded, standard vision panel, lead glass, with cover |  |  | 1 | DOOR | FALSE
DOHI-215.08 | DOOR: hinged, 2 leaves, 1900 clear opening, solid, anti-ligature, standard vision panel |  |  | 1 | DOOR | FALSE
DOHI-215.09 | DOOR: hinged, 2 leaves, 1900 clear opening, solid, anti-ligature, standard vision panel, with integral blind |  |  | 1 | DOOR | FALSE
DOHI-215.10 | DOOR: hinged, 2 leaves, 1900 clear opening, solid, anti-ligature, standard vision panel, with switchable glass |  |  | 1 | DOOR | FALSE
DOHI-215.11 | DOOR: hinged, 2 leaves, 1900 clear opening, solid, anti-ligature and anti-barricade, standard vision panel |  |  | 1 | DOOR | FALSE
DOHI-215.12 | DOOR: hinged, 2 leaves, 1900 clear opening, solid, anti-ligature and anti-barricade, standard vision panel, with integral blind |  |  | 1 | DOOR | FALSE
DOHI-215.13 | DOOR: hinged, 2 leaves, 1900 clear opening, solid, anti-ligature and anti-barricade, standard vision panel, with switchable glass |  |  | 1 | DOOR | FALSE
DOHI-216 | DOOR: hinged, 2 leaves, 2000 clear opening, solid, standard vision panel |  |  | 1 | DOOR | FALSE
DOHI-216.01 | DOOR: hinged, 2 leaves, 2000 clear opening, solid, standard vision panel |  |  | 1 | DOOR | FALSE
DOHI-216.02 | DOOR: hinged, 2 leaves, 2000 clear opening, solid, standard vision panel, with integral blind |  |  | 1 | DOOR | FALSE
DOHI-216.03 | DOOR: hinged, 2 leaves, 2000 clear opening, solid, standard vision panel, with cover |  |  | 1 | DOOR | FALSE
DOHI-216.04 | DOOR: hinged, 2 leaves, 2000 clear opening, solid, standard vision panel, with switchable glass |  |  | 1 | DOOR | FALSE
DOHI-216.05 | DOOR: hinged, 2 leaves, 2000 clear opening, solid, shielded, standard vision panel, lead glass |  |  | 1 | DOOR | FALSE
DOHI-216.06 | DOOR: hinged, 2 leaves, 2000 clear opening, solid, shielded, standard vision panel, lead glass, with integral blind |  |  | 1 | DOOR | FALSE
DOHI-216.07 | DOOR: hinged, 2 leaves, 2000 clear opening, solid, shielded, standard vision panel, lead glass, with cover |  |  | 1 | DOOR | FALSE
DOHI-216.08 | DOOR: hinged, 2 leaves, 2000 clear opening, solid, anti-ligature, standard vision panel |  |  | 1 | DOOR | FALSE
DOHI-216.09 | DOOR: hinged, 2 leaves, 2000 clear opening, solid, anti-ligature, standard vision panel, with integral blind |  |  | 1 | DOOR | FALSE
DOHI-216.10 | DOOR: hinged, 2 leaves, 2000 clear opening, solid, anti-ligature, standard vision panel, with switchable glass |  |  | 1 | DOOR | FALSE
DOHI-216.11 | DOOR: hinged, 2 leaves, 2000 clear opening, solid, anti-ligature and anti-barricade, standard vision panel |  |  | 1 | DOOR | FALSE
DOHI-216.12 | DOOR: hinged, 2 leaves, 2000 clear opening, solid, anti-ligature and anti-barricade, standard vision panel, with integral blind |  |  | 1 | DOOR | FALSE
DOHI-216.13 | DOOR: hinged, 2 leaves, 2000 clear opening, solid, anti-ligature and anti-barricade, standard vision panel, with switchable glass |  |  | 1 | DOOR | FALSE
DOHI-217 | DOOR: hinged, 2 leaves, 2100 clear opening, solid, standard vision panel |  |  | 1 | DOOR | FALSE
DOHI-217.01 | DOOR: hinged, 2 leaves, 2100 clear opening, solid, standard vision panel |  |  | 1 | DOOR | FALSE
DOHI-217.02 | DOOR: hinged, 2 leaves, 2100 clear opening, solid, standard vision panel, with integral blind |  |  | 1 | DOOR | FALSE
DOHI-217.03 | DOOR: hinged, 2 leaves, 2100 clear opening, solid, standard vision panel, with cover |  |  | 1 | DOOR | FALSE
DOHI-217.04 | DOOR: hinged, 2 leaves, 2100 clear opening, solid, standard vision panel, with switchable glass |  |  | 1 | DOOR | FALSE
DOHI-217.05 | DOOR: hinged, 2 leaves, 2100 clear opening, solid, shielded, standard vision panel, lead glass |  |  | 1 | DOOR | FALSE
DOHI-217.06 | DOOR: hinged, 2 leaves, 2100 clear opening, solid, shielded, standard vision panel, lead glass, with integral blind |  |  | 1 | DOOR | FALSE
DOHI-217.07 | DOOR: hinged, 2 leaves, 2100 clear opening, solid, shielded, standard vision panel, lead glass, with cover |  |  | 1 | DOOR | FALSE
DOHI-217.08 | DOOR: hinged, 2 leaves, 2100 clear opening, solid, anti-ligature, standard vision panel |  |  | 1 | DOOR | FALSE
DOHI-217.09 | DOOR: hinged, 2 leaves, 2100 clear opening, solid, anti-ligature, standard vision panel, with integral blind |  |  | 1 | DOOR | FALSE
DOHI-217.10 | DOOR: hinged, 2 leaves, 2100 clear opening, solid, anti-ligature, standard vision panel, with switchable glass |  |  | 1 | DOOR | FALSE
DOHI-217.11 | DOOR: hinged, 2 leaves, 2100 clear opening, solid, anti-ligature and anti-barricade, standard vision panel |  |  | 1 | DOOR | FALSE
DOHI-217.12 | DOOR: hinged, 2 leaves, 2100 clear opening, solid, anti-ligature and anti-barricade, standard vision panel, with integral blind |  |  | 1 | DOOR | FALSE
DOHI-217.13 | DOOR: hinged, 2 leaves, 2100 clear opening, solid, anti-ligature and anti-barricade, standard vision panel, with switchable glass |  |  | 1 | DOOR | FALSE
DOHI-218 | DOOR: hinged, 2 leaves, 2200 clear opening, solid, standard vision panel |  |  | 1 | DOOR | FALSE
DOHI-218.01 | DOOR: hinged, 2 leaves, 2200 clear opening, solid, standard vision panel |  |  | 1 | DOOR | FALSE
DOHI-218.02 | DOOR: hinged, 2 leaves, 2200 clear opening, solid, standard vision panel, with integral blind |  |  | 1 | DOOR | FALSE
DOHI-218.03 | DOOR: hinged, 2 leaves, 2200 clear opening, solid, standard vision panel, with cover |  |  | 1 | DOOR | FALSE
DOHI-218.04 | DOOR: hinged, 2 leaves, 2200 clear opening, solid, standard vision panel, with switchable glass |  |  | 1 | DOOR | FALSE
DOHI-218.05 | DOOR: hinged, 2 leaves, 2200 clear opening, solid, shielded, standard vision panel, lead glass |  |  | 1 | DOOR | FALSE
DOHI-218.06 | DOOR: hinged, 2 leaves, 2200 clear opening, solid, shielded, standard vision panel, lead glass, with integral blind |  |  | 1 | DOOR | FALSE
DOHI-218.07 | DOOR: hinged, 2 leaves, 2200 clear opening, solid, shielded, standard vision panel, lead glass, with cover |  |  | 1 | DOOR | FALSE
DOHI-218.08 | DOOR: hinged, 2 leaves, 2200 clear opening, solid, anti-ligature, standard vision panel |  |  | 1 | DOOR | FALSE
DOHI-218.09 | DOOR: hinged, 2 leaves, 2200 clear opening, solid, anti-ligature, standard vision panel, with integral blind |  |  | 1 | DOOR | FALSE
DOHI-218.10 | DOOR: hinged, 2 leaves, 2200 clear opening, solid, anti-ligature, standard vision panel, with switchable glass |  |  | 1 | DOOR | FALSE
DOHI-218.11 | DOOR: hinged, 2 leaves, 2200 clear opening, solid, anti-ligature and anti-barricade, standard vision panel |  |  | 1 | DOOR | FALSE
DOHI-218.12 | DOOR: hinged, 2 leaves, 2200 clear opening, solid, anti-ligature and anti-barricade, standard vision panel, with integral blind |  |  | 1 | DOOR | FALSE
DOHI-218.13 | DOOR: hinged, 2 leaves, 2200 clear opening, solid, anti-ligature and anti-barricade, standard vision panel, with switchable glass |  |  | 1 | DOOR | FALSE
DOHI-219 | DOOR: hinged, 2 leaves, 2300 clear opening, solid, standard vision panel |  |  | 1 | DOOR | FALSE
DOHI-219.01 | DOOR: hinged, 2 leaves, 2300 clear opening, solid, standard vision panel |  |  | 1 | DOOR | FALSE
DOHI-219.02 | DOOR: hinged, 2 leaves, 2300 clear opening, solid, standard vision panel, with integral blind |  |  | 1 | DOOR | FALSE
DOHI-219.03 | DOOR: hinged, 2 leaves, 2300 clear opening, solid, standard vision panel, with cover |  |  | 1 | DOOR | FALSE
DOHI-219.04 | DOOR: hinged, 2 leaves, 2300 clear opening, solid, standard vision panel, with switchable glass |  |  | 1 | DOOR | FALSE
DOHI-219.05 | DOOR: hinged, 2 leaves, 2300 clear opening, solid, shielded, standard vision panel, lead glass |  |  | 1 | DOOR | FALSE
DOHI-219.06 | DOOR: hinged, 2 leaves, 2300 clear opening, solid, shielded, standard vision panel, lead glass, with integral blind |  |  | 1 | DOOR | FALSE
DOHI-219.07 | DOOR: hinged, 2 leaves, 2300 clear opening, solid, shielded, standard vision panel, lead glass, with cover |  |  | 1 | DOOR | FALSE
DOHI-219.08 | DOOR: hinged, 2 leaves, 2300 clear opening, solid, anti-ligature, standard vision panel |  |  | 1 | DOOR | FALSE
DOHI-219.09 | DOOR: hinged, 2 leaves, 2300 clear opening, solid, anti-ligature, standard vision panel, with integral blind |  |  | 1 | DOOR | FALSE
DOHI-219.10 | DOOR: hinged, 2 leaves, 2300 clear opening, solid, anti-ligature, standard vision panel, with switchable glass |  |  | 1 | DOOR | FALSE
DOHI-219.11 | DOOR: hinged, 2 leaves, 2300 clear opening, solid, anti-ligature and anti-barricade, standard vision panel |  |  | 1 | DOOR | FALSE
DOHI-219.12 | DOOR: hinged, 2 leaves, 2300 clear opening, solid, anti-ligature and anti-barricade, standard vision panel, with integral blind |  |  | 1 | DOOR | FALSE
DOHI-219.13 | DOOR: hinged, 2 leaves, 2300 clear opening, solid, anti-ligature and anti-barricade, standard vision panel, with switchable glass |  |  | 1 | DOOR | FALSE
DOHI-221 | DOOR: hinged, 2 leaves, 1500 clear opening, solid, small vision panel |  |  | 1 | DOOR | FALSE
DOHI-221.01 | DOOR: hinged, 2 leaves, 1500 clear opening, solid, small vision panel |  |  | 1 | DOOR | FALSE
DOHI-221.02 | DOOR: hinged, 2 leaves, 1500 clear opening, solid, small vision panel, with integral blind |  |  | 1 | DOOR | FALSE
DOHI-221.03 | DOOR: hinged, 2 leaves, 1500 clear opening, solid, small vision panel, with cover |  |  | 1 | DOOR | FALSE
DOHI-221.04 | DOOR: hinged, 2 leaves, 1500 clear opening, solid, small vision panel, with switchable glass |  |  | 1 | DOOR | FALSE
DOHI-221.05 | DOOR: hinged, 2 leaves, 1500 clear opening, solid, shielded, small vision panel, lead glass |  |  | 1 | DOOR | FALSE
DOHI-221.06 | DOOR: hinged, 2 leaves, 1500 clear opening, solid, shielded, small vision panel, lead glass, with integral blind |  |  | 1 | DOOR | FALSE
DOHI-221.07 | DOOR: hinged, 2 leaves, 1500 clear opening, solid, shielded, small vision panel, lead glass, with cover |  |  | 1 | DOOR | FALSE
DOHI-221.08 | DOOR: hinged, 2 leaves, 1500 clear opening, solid, anti-ligature, small vision panel |  |  | 1 | DOOR | FALSE
DOHI-221.09 | DOOR: hinged, 2 leaves, 1500 clear opening, solid, anti-ligature, small vision panel, with integral blind |  |  | 1 | DOOR | FALSE
DOHI-221.10 | DOOR: hinged, 2 leaves, 1500 clear opening, solid, anti-ligature, small vision panel, with switchable glass |  |  | 1 | DOOR | FALSE
DOHI-221.11 | DOOR: hinged, 2 leaves, 1500 clear opening, solid, anti-ligature and anti-barricade, small vision panel |  |  | 1 | DOOR | FALSE
DOHI-221.12 | DOOR: hinged, 2 leaves, 1500 clear opening, solid, anti-ligature and anti-barricade, small vision panel, with integral blind |  |  | 1 | DOOR | FALSE
DOHI-221.13 | DOOR: hinged, 2 leaves, 1500 clear opening, solid, anti-ligature and anti-barricade, small vision panel, with switchable glass |  |  | 1 | DOOR | FALSE
DOHI-222 | DOOR: hinged, 2 leaves, 1600 clear opening, solid, small vision panel |  |  | 1 | DOOR | FALSE
DOHI-222.01 | DOOR: hinged, 2 leaves, 1600 clear opening, solid, small vision panel |  |  | 1 | DOOR | FALSE
DOHI-222.02 | DOOR: hinged, 2 leaves, 1600 clear opening, solid, small vision panel, with integral blind |  |  | 1 | DOOR | FALSE
DOHI-222.03 | DOOR: hinged, 2 leaves, 1600 clear opening, solid, small vision panel, with cover |  |  | 1 | DOOR | FALSE
DOHI-222.04 | DOOR: hinged, 2 leaves, 1600 clear opening, solid, small vision panel, with switchable glass |  |  | 1 | DOOR | FALSE
DOHI-222.05 | DOOR: hinged, 2 leaves, 1600 clear opening, solid, shielded, small vision panel, lead glass |  |  | 1 | DOOR | FALSE
DOHI-222.06 | DOOR: hinged, 2 leaves, 1600 clear opening, solid, shielded, small vision panel, lead glass, with integral blind |  |  | 1 | DOOR | FALSE
DOHI-222.07 | DOOR: hinged, 2 leaves, 1600 clear opening, solid, shielded, small vision panel, lead glass, with cover |  |  | 1 | DOOR | FALSE
DOHI-222.08 | DOOR: hinged, 2 leaves, 1600 clear opening, solid, anti-ligature, small vision panel |  |  | 1 | DOOR | FALSE
DOHI-222.09 | DOOR: hinged, 2 leaves, 1600 clear opening, solid, anti-ligature, small vision panel, with integral blind |  |  | 1 | DOOR | FALSE
DOHI-222.10 | DOOR: hinged, 2 leaves, 1600 clear opening, solid, anti-ligature, small vision panel, with switchable glass |  |  | 1 | DOOR | FALSE
DOHI-222.11 | DOOR: hinged, 2 leaves, 1600 clear opening, solid, anti-ligature and anti-barricade, small vision panel |  |  | 1 | DOOR | FALSE
DOHI-222.12 | DOOR: hinged, 2 leaves, 1600 clear opening, solid, anti-ligature and anti-barricade, small vision panel, with integral blind |  |  | 1 | DOOR | FALSE
DOHI-222.13 | DOOR: hinged, 2 leaves, 1600 clear opening, solid, anti-ligature and anti-barricade, small vision panel, with switchable glass |  |  | 1 | DOOR | FALSE
DOHI-223 | DOOR: hinged, 2 leaves, 1700 clear opening, solid, small vision panel |  |  | 1 | DOOR | FALSE
DOHI-223.01 | DOOR: hinged, 2 leaves, 1700 clear opening, solid, small vision panel |  |  | 1 | DOOR | FALSE
DOHI-223.02 | DOOR: hinged, 2 leaves, 1700 clear opening, solid, small vision panel, with integral blind |  |  | 1 | DOOR | FALSE
DOHI-223.03 | DOOR: hinged, 2 leaves, 1700 clear opening, solid, small vision panel, with cover |  |  | 1 | DOOR | FALSE
DOHI-223.04 | DOOR: hinged, 2 leaves, 1700 clear opening, solid, small vision panel, with switchable glass |  |  | 1 | DOOR | FALSE
DOHI-223.05 | DOOR: hinged, 2 leaves, 1700 clear opening, solid, shielded, small vision panel, lead glass |  |  | 1 | DOOR | FALSE
DOHI-223.06 | DOOR: hinged, 2 leaves, 1700 clear opening, solid, shielded, small vision panel, lead glass, with integral blind |  |  | 1 | DOOR | FALSE
DOHI-223.07 | DOOR: hinged, 2 leaves, 1700 clear opening, solid, shielded, small vision panel, lead glass, with cover |  |  | 1 | DOOR | FALSE
DOHI-223.08 | DOOR: hinged, 2 leaves, 1700 clear opening, solid, anti-ligature, small vision panel |  |  | 1 | DOOR | FALSE
DOHI-223.09 | DOOR: hinged, 2 leaves, 1700 clear opening, solid, anti-ligature, small vision panel, with integral blind |  |  | 1 | DOOR | FALSE
DOHI-223.10 | DOOR: hinged, 2 leaves, 1700 clear opening, solid, anti-ligature, small vision panel, with switchable glass |  |  | 1 | DOOR | FALSE
DOHI-223.11 | DOOR: hinged, 2 leaves, 1700 clear opening, solid, anti-ligature and anti-barricade, small vision panel |  |  | 1 | DOOR | FALSE
DOHI-223.12 | DOOR: hinged, 2 leaves, 1700 clear opening, solid, anti-ligature and anti-barricade, small vision panel, with integral blind |  |  | 1 | DOOR | FALSE
DOHI-223.13 | DOOR: hinged, 2 leaves, 1700 clear opening, solid, anti-ligature and anti-barricade, small vision panel, with switchable glass |  |  | 1 | DOOR | FALSE
DOHI-224 | DOOR: hinged, 2 leaves, 1800 clear opening, solid, small vision panel |  |  | 1 | DOOR | FALSE
DOHI-224.01 | DOOR: hinged, 2 leaves, 1800 clear opening, solid, small vision panel |  |  | 1 | DOOR | FALSE
DOHI-224.02 | DOOR: hinged, 2 leaves, 1800 clear opening, solid, small vision panel, with integral blind |  |  | 1 | DOOR | FALSE
DOHI-224.03 | DOOR: hinged, 2 leaves, 1800 clear opening, solid, small vision panel, with cover |  |  | 1 | DOOR | FALSE
DOHI-224.04 | DOOR: hinged, 2 leaves, 1800 clear opening, solid, small vision panel, with switchable glass |  |  | 1 | DOOR | FALSE
DOHI-224.05 | DOOR: hinged, 2 leaves, 1800 clear opening, solid, shielded, small vision panel, lead glass |  |  | 1 | DOOR | FALSE
DOHI-224.06 | DOOR: hinged, 2 leaves, 1800 clear opening, solid, shielded, small vision panel, lead glass, with integral blind |  |  | 1 | DOOR | FALSE
DOHI-224.07 | DOOR: hinged, 2 leaves, 1800 clear opening, solid, shielded, small vision panel, lead glass, with cover |  |  | 1 | DOOR | FALSE
DOHI-224.08 | DOOR: hinged, 2 leaves, 1800 clear opening, solid, anti-ligature, small vision panel |  |  | 1 | DOOR | FALSE
DOHI-224.09 | DOOR: hinged, 2 leaves, 1800 clear opening, solid, anti-ligature, small vision panel, with integral blind |  |  | 1 | DOOR | FALSE
DOHI-224.10 | DOOR: hinged, 2 leaves, 1800 clear opening, solid, anti-ligature, small vision panel, with switchable glass |  |  | 1 | DOOR | FALSE
DOHI-224.11 | DOOR: hinged, 2 leaves, 1800 clear opening, solid, anti-ligature and anti-barricade, small vision panel |  |  | 1 | DOOR | FALSE
DOHI-224.12 | DOOR: hinged, 2 leaves, 1800 clear opening, solid, anti-ligature and anti-barricade, small vision panel, with integral blind |  |  | 1 | DOOR | FALSE
DOHI-224.13 | DOOR: hinged, 2 leaves, 1800 clear opening, solid, anti-ligature and anti-barricade, small vision panel, with switchable glass |  |  | 1 | DOOR | FALSE
DOHI-225 | DOOR: hinged, 2 leaves, 1900 clear opening, solid, small vision panel |  |  | 1 | DOOR | FALSE
DOHI-225.01 | DOOR: hinged, 2 leaves, 1900 clear opening, solid, small vision panel |  |  | 1 | DOOR | FALSE
DOHI-225.02 | DOOR: hinged, 2 leaves, 1900 clear opening, solid, small vision panel, with integral blind |  |  | 1 | DOOR | FALSE
DOHI-225.03 | DOOR: hinged, 2 leaves, 1900 clear opening, solid, small vision panel, with cover |  |  | 1 | DOOR | FALSE
DOHI-225.04 | DOOR: hinged, 2 leaves, 1900 clear opening, solid, small vision panel, with switchable glass |  |  | 1 | DOOR | FALSE
DOHI-225.05 | DOOR: hinged, 2 leaves, 1900 clear opening, solid, shielded, small vision panel, lead glass |  |  | 1 | DOOR | FALSE
DOHI-225.06 | DOOR: hinged, 2 leaves, 1900 clear opening, solid, shielded, small vision panel, lead glass, with integral blind |  |  | 1 | DOOR | FALSE
DOHI-225.07 | DOOR: hinged, 2 leaves, 1900 clear opening, solid, shielded, small vision panel, lead glass, with cover |  |  | 1 | DOOR | FALSE
DOHI-225.08 | DOOR: hinged, 2 leaves, 1900 clear opening, solid, anti-ligature, small vision panel |  |  | 1 | DOOR | FALSE
DOHI-225.09 | DOOR: hinged, 2 leaves, 1900 clear opening, solid, anti-ligature, small vision panel, with integral blind |  |  | 1 | DOOR | FALSE
DOHI-225.10 | DOOR: hinged, 2 leaves, 1900 clear opening, solid, anti-ligature, small vision panel, with switchable glass |  |  | 1 | DOOR | FALSE
DOHI-225.11 | DOOR: hinged, 2 leaves, 1900 clear opening, solid, anti-ligature and anti-barricade, small vision panel |  |  | 1 | DOOR | FALSE
DOHI-225.12 | DOOR: hinged, 2 leaves, 1900 clear opening, solid, anti-ligature and anti-barricade, small vision panel, with integral blind |  |  | 1 | DOOR | FALSE
DOHI-225.13 | DOOR: hinged, 2 leaves, 1900 clear opening, solid, anti-ligature and anti-barricade, small vision panel, with switchable glass |  |  | 1 | DOOR | FALSE
DOHI-226 | DOOR: hinged, 2 leaves, 2000 clear opening, solid, small vision panel |  |  | 1 | DOOR | FALSE
DOHI-226.01 | DOOR: hinged, 2 leaves, 2000 clear opening, solid, small vision panel |  |  | 1 | DOOR | FALSE
DOHI-226.02 | DOOR: hinged, 2 leaves, 2000 clear opening, solid, small vision panel, with integral blind |  |  | 1 | DOOR | FALSE
DOHI-226.03 | DOOR: hinged, 2 leaves, 2000 clear opening, solid, small vision panel, with cover |  |  | 1 | DOOR | FALSE
DOHI-226.04 | DOOR: hinged, 2 leaves, 2000 clear opening, solid, small vision panel, with switchable glass |  |  | 1 | DOOR | FALSE
DOHI-226.05 | DOOR: hinged, 2 leaves, 2000 clear opening, solid, shielded, small vision panel, lead glass |  |  | 1 | DOOR | FALSE
DOHI-226.06 | DOOR: hinged, 2 leaves, 2000 clear opening, solid, shielded, small vision panel, lead glass, with integral blind |  |  | 1 | DOOR | FALSE
DOHI-226.07 | DOOR: hinged, 2 leaves, 2000 clear opening, solid, shielded, small vision panel, lead glass, with cover |  |  | 1 | DOOR | FALSE
DOHI-226.08 | DOOR: hinged, 2 leaves, 2000 clear opening, solid, anti-ligature, small vision panel |  |  | 1 | DOOR | FALSE
DOHI-226.09 | DOOR: hinged, 2 leaves, 2000 clear opening, solid, anti-ligature, small vision panel, with integral blind |  |  | 1 | DOOR | FALSE
DOHI-226.10 | DOOR: hinged, 2 leaves, 2000 clear opening, solid, anti-ligature, small vision panel, with switchable glass |  |  | 1 | DOOR | FALSE
DOHI-226.11 | DOOR: hinged, 2 leaves, 2000 clear opening, solid, anti-ligature and anti-barricade, small vision panel |  |  | 1 | DOOR | FALSE
DOHI-226.12 | DOOR: hinged, 2 leaves, 2000 clear opening, solid, anti-ligature and anti-barricade, small vision panel, with integral blind |  |  | 1 | DOOR | FALSE
DOHI-226.13 | DOOR: hinged, 2 leaves, 2000 clear opening, solid, anti-ligature and anti-barricade, small vision panel, with switchable glass |  |  | 1 | DOOR | FALSE
DOHI-227 | DOOR: hinged, 2 leaves, 2100 clear opening, solid, small vision panel |  |  | 1 | DOOR | FALSE
DOHI-227.01 | DOOR: hinged, 2 leaves, 2100 clear opening, solid, small vision panel |  |  | 1 | DOOR | FALSE
DOHI-227.02 | DOOR: hinged, 2 leaves, 2100 clear opening, solid, small vision panel, with integral blind |  |  | 1 | DOOR | FALSE
DOHI-227.03 | DOOR: hinged, 2 leaves, 2100 clear opening, solid, small vision panel, with cover |  |  | 1 | DOOR | FALSE
DOHI-227.04 | DOOR: hinged, 2 leaves, 2100 clear opening, solid, small vision panel, with switchable glass |  |  | 1 | DOOR | FALSE
DOHI-227.05 | DOOR: hinged, 2 leaves, 2100 clear opening, solid, shielded, small vision panel, lead glass |  |  | 1 | DOOR | FALSE
DOHI-227.06 | DOOR: hinged, 2 leaves, 2100 clear opening, solid, shielded, small vision panel, lead glass, with integral blind |  |  | 1 | DOOR | FALSE
DOHI-227.07 | DOOR: hinged, 2 leaves, 2100 clear opening, solid, shielded, small vision panel, lead glass, with cover |  |  | 1 | DOOR | FALSE
DOHI-227.08 | DOOR: hinged, 2 leaves, 2100 clear opening, solid, anti-ligature, small vision panel |  |  | 1 | DOOR | FALSE
DOHI-227.09 | DOOR: hinged, 2 leaves, 2100 clear opening, solid, anti-ligature, small vision panel, with integral blind |  |  | 1 | DOOR | FALSE
DOHI-227.10 | DOOR: hinged, 2 leaves, 2100 clear opening, solid, anti-ligature, small vision panel, with switchable glass |  |  | 1 | DOOR | FALSE
DOHI-227.11 | DOOR: hinged, 2 leaves, 2100 clear opening, solid, anti-ligature and anti-barricade, small vision panel |  |  | 1 | DOOR | FALSE
DOHI-227.12 | DOOR: hinged, 2 leaves, 2100 clear opening, solid, anti-ligature and anti-barricade, small vision panel, with integral blind |  |  | 1 | DOOR | FALSE
DOHI-227.13 | DOOR: hinged, 2 leaves, 2100 clear opening, solid, anti-ligature and anti-barricade, small vision panel, with switchable glass |  |  | 1 | DOOR | FALSE
DOHI-228 | DOOR: hinged, 2 leaves, 2200 clear opening, solid, small vision panel |  |  | 1 | DOOR | FALSE
DOHI-228.01 | DOOR: hinged, 2 leaves, 2200 clear opening, solid, small vision panel |  |  | 1 | DOOR | FALSE
DOHI-228.02 | DOOR: hinged, 2 leaves, 2200 clear opening, solid, small vision panel, with integral blind |  |  | 1 | DOOR | FALSE
DOHI-228.03 | DOOR: hinged, 2 leaves, 2200 clear opening, solid, small vision panel, with cover |  |  | 1 | DOOR | FALSE
DOHI-228.04 | DOOR: hinged, 2 leaves, 2200 clear opening, solid, small vision panel, with switchable glass |  |  | 1 | DOOR | FALSE
DOHI-228.05 | DOOR: hinged, 2 leaves, 2200 clear opening, solid, shielded, small vision panel, lead glass |  |  | 1 | DOOR | FALSE
DOHI-228.06 | DOOR: hinged, 2 leaves, 2200 clear opening, solid, shielded, small vision panel, lead glass, with integral blind |  |  | 1 | DOOR | FALSE
DOHI-228.07 | DOOR: hinged, 2 leaves, 2200 clear opening, solid, shielded, small vision panel, lead glass, with cover |  |  | 1 | DOOR | FALSE
DOHI-228.08 | DOOR: hinged, 2 leaves, 2200 clear opening, solid, anti-ligature, small vision panel |  |  | 1 | DOOR | FALSE
DOHI-228.09 | DOOR: hinged, 2 leaves, 2200 clear opening, solid, anti-ligature, small vision panel, with integral blind |  |  | 1 | DOOR | FALSE
DOHI-228.10 | DOOR: hinged, 2 leaves, 2200 clear opening, solid, anti-ligature, small vision panel, with switchable glass |  |  | 1 | DOOR | FALSE
DOHI-228.11 | DOOR: hinged, 2 leaves, 2200 clear opening, solid, anti-ligature and anti-barricade, small vision panel |  |  | 1 | DOOR | FALSE
DOHI-228.12 | DOOR: hinged, 2 leaves, 2200 clear opening, solid, anti-ligature and anti-barricade, small vision panel, with integral blind |  |  | 1 | DOOR | FALSE
DOHI-228.13 | DOOR: hinged, 2 leaves, 2200 clear opening, solid, anti-ligature and anti-barricade, small vision panel, with switchable glass |  |  | 1 | DOOR | FALSE
DOHI-229 | DOOR: hinged, 2 leaves, 2300 clear opening, solid, small vision panel |  |  | 1 | DOOR | FALSE
DOHI-229.01 | DOOR: hinged, 2 leaves, 2300 clear opening, solid, small vision panel |  |  | 1 | DOOR | FALSE
DOHI-229.02 | DOOR: hinged, 2 leaves, 2300 clear opening, solid, small vision panel, with integral blind |  |  | 1 | DOOR | FALSE
DOHI-229.03 | DOOR: hinged, 2 leaves, 2300 clear opening, solid, small vision panel, with cover |  |  | 1 | DOOR | FALSE
DOHI-229.04 | DOOR: hinged, 2 leaves, 2300 clear opening, solid, small vision panel, with switchable glass |  |  | 1 | DOOR | FALSE
DOHI-229.05 | DOOR: hinged, 2 leaves, 2300 clear opening, solid, shielded, small vision panel, lead glass |  |  | 1 | DOOR | FALSE
DOHI-229.06 | DOOR: hinged, 2 leaves, 2300 clear opening, solid, shielded, small vision panel, lead glass, with integral blind |  |  | 1 | DOOR | FALSE
DOHI-229.07 | DOOR: hinged, 2 leaves, 2300 clear opening, solid, shielded, small vision panel, lead glass, with cover |  |  | 1 | DOOR | FALSE
DOHI-229.08 | DOOR: hinged, 2 leaves, 2300 clear opening, solid, anti-ligature, small vision panel |  |  | 1 | DOOR | FALSE
DOHI-229.09 | DOOR: hinged, 2 leaves, 2300 clear opening, solid, anti-ligature, small vision panel, with integral blind |  |  | 1 | DOOR | FALSE
DOHI-229.10 | DOOR: hinged, 2 leaves, 2300 clear opening, solid, anti-ligature, small vision panel, with switchable glass |  |  | 1 | DOOR | FALSE
DOHI-229.11 | DOOR: hinged, 2 leaves, 2300 clear opening, solid, anti-ligature and anti-barricade, small vision panel |  |  | 1 | DOOR | FALSE
DOHI-229.12 | DOOR: hinged, 2 leaves, 2300 clear opening, solid, anti-ligature and anti-barricade, small vision panel, with integral blind |  |  | 1 | DOOR | FALSE
DOHI-229.13 | DOOR: hinged, 2 leaves, 2300 clear opening, solid, anti-ligature and anti-barricade, small vision panel, with switchable glass |  |  | 1 | DOOR | FALSE
DOHI-231 | DOOR: hinged, 2 leaves, 1500 clear opening, solid, tall vision panel |  |  | 1 | DOOR | FALSE
DOHI-231.01 | DOOR: hinged, 2 leaves, 1500 clear opening, solid, tall vision panel |  |  | 1 | DOOR | FALSE
DOHI-231.02 | DOOR: hinged, 2 leaves, 1500 clear opening, solid, tall vision panel, with integral blind |  |  | 1 | DOOR | FALSE
DOHI-231.03 | DOOR: hinged, 2 leaves, 1500 clear opening, solid, tall vision panel, with switchable glass |  |  | 1 | DOOR | FALSE
DOHI-231.04 | DOOR: hinged, 2 leaves, 1500 clear opening, solid, shielded, tall vision panel, lead glass |  |  | 1 | DOOR | FALSE
DOHI-231.05 | DOOR: hinged, 2 leaves, 1500 clear opening, solid, shielded, tall vision panel, lead glass, with integral blind |  |  | 1 | DOOR | FALSE
DOHI-231.06 | DOOR: hinged, 2 leaves, 1500 clear opening, solid, anti-ligature, tall vision panel |  |  | 1 | DOOR | FALSE
DOHI-231.07 | DOOR: hinged, 2 leaves, 1500 clear opening, solid, anti-ligature, tall vision panel, with integral blind |  |  | 1 | DOOR | FALSE
DOHI-231.08 | DOOR: hinged, 2 leaves, 1500 clear opening, solid, anti-ligature, tall vision panel, with switchable glass |  |  | 1 | DOOR | FALSE
DOHI-231.09 | DOOR: hinged, 2 leaves, 1500 clear opening, solid, anti-ligature and anti-barricade, tall vision panel |  |  | 1 | DOOR | FALSE
DOHI-231.10 | DOOR: hinged, 2 leaves, 1500 clear opening, solid, anti-ligature and anti-barricade, tall vision panel, with integral blind |  |  | 1 | DOOR | FALSE
DOHI-231.11 | DOOR: hinged, 2 leaves, 1500 clear opening, solid, anti-ligature and anti-barricade, tall vision panel, with switchable glass |  |  | 1 | DOOR | FALSE
DOHI-232 | DOOR: hinged, 2 leaves, 1600 clear opening, solid, tall vision panel |  |  | 1 | DOOR | FALSE
DOHI-232.01 | DOOR: hinged, 2 leaves, 1600 clear opening, solid, tall vision panel |  |  | 1 | DOOR | FALSE
DOHI-232.02 | DOOR: hinged, 2 leaves, 1600 clear opening, solid, tall vision panel, with integral blind |  |  | 1 | DOOR | FALSE
DOHI-232.03 | DOOR: hinged, 2 leaves, 1600 clear opening, solid, tall vision panel, with switchable glass |  |  | 1 | DOOR | FALSE
DOHI-232.04 | DOOR: hinged, 2 leaves, 1600 clear opening, solid, shielded, tall vision panel, lead glass |  |  | 1 | DOOR | FALSE
DOHI-232.05 | DOOR: hinged, 2 leaves, 1600 clear opening, solid, shielded, tall vision panel, lead glass, with integral blind |  |  | 1 | DOOR | FALSE
DOHI-232.06 | DOOR: hinged, 2 leaves, 1600 clear opening, solid, anti-ligature, tall vision panel |  |  | 1 | DOOR | FALSE
DOHI-232.07 | DOOR: hinged, 2 leaves, 1600 clear opening, solid, anti-ligature, tall vision panel, with integral blind |  |  | 1 | DOOR | FALSE
DOHI-232.08 | DOOR: hinged, 2 leaves, 1600 clear opening, solid, anti-ligature, tall vision panel, with switchable glass |  |  | 1 | DOOR | FALSE
DOHI-232.09 | DOOR: hinged, 2 leaves, 1600 clear opening, solid, anti-ligature and anti-barricade, tall vision panel |  |  | 1 | DOOR | FALSE
DOHI-232.10 | DOOR: hinged, 2 leaves, 1600 clear opening, solid, anti-ligature and anti-barricade, tall vision panel, with integral blind |  |  | 1 | DOOR | FALSE
DOHI-232.11 | DOOR: hinged, 2 leaves, 1600 clear opening, solid, anti-ligature and anti-barricade, tall vision panel, with switchable glass |  |  | 1 | DOOR | FALSE
DOHI-233 | DOOR: hinged, 2 leaves, 1700 clear opening, solid, tall vision panel |  |  | 1 | DOOR | FALSE
DOHI-233.01 | DOOR: hinged, 2 leaves, 1700 clear opening, solid, tall vision panel |  |  | 1 | DOOR | FALSE
DOHI-233.02 | DOOR: hinged, 2 leaves, 1700 clear opening, solid, tall vision panel, with integral blind |  |  | 1 | DOOR | FALSE
DOHI-233.03 | DOOR: hinged, 2 leaves, 1700 clear opening, solid, tall vision panel, with switchable glass |  |  | 1 | DOOR | FALSE
DOHI-233.04 | DOOR: hinged, 2 leaves, 1700 clear opening, solid, shielded, tall vision panel, lead glass |  |  | 1 | DOOR | FALSE
DOHI-233.05 | DOOR: hinged, 2 leaves, 1700 clear opening, solid, shielded, tall vision panel, lead glass, with integral blind |  |  | 1 | DOOR | FALSE
DOHI-233.06 | DOOR: hinged, 2 leaves, 1700 clear opening, solid, anti-ligature, tall vision panel |  |  | 1 | DOOR | FALSE
DOHI-233.07 | DOOR: hinged, 2 leaves, 1700 clear opening, solid, anti-ligature, tall vision panel, with integral blind |  |  | 1 | DOOR | FALSE
DOHI-233.08 | DOOR: hinged, 2 leaves, 1700 clear opening, solid, anti-ligature, tall vision panel, with switchable glass |  |  | 1 | DOOR | FALSE
DOHI-233.09 | DOOR: hinged, 2 leaves, 1700 clear opening, solid, anti-ligature and anti-barricade, tall vision panel |  |  | 1 | DOOR | FALSE
DOHI-233.10 | DOOR: hinged, 2 leaves, 1700 clear opening, solid, anti-ligature and anti-barricade, tall vision panel, with integral blind |  |  | 1 | DOOR | FALSE
DOHI-233.11 | DOOR: hinged, 2 leaves, 1700 clear opening, solid, anti-ligature and anti-barricade, tall vision panel, with switchable glass |  |  | 1 | DOOR | FALSE
DOHI-234 | DOOR: hinged, 2 leaves, 1800 clear opening, solid, tall vision panel |  |  | 1 | DOOR | FALSE
DOHI-234.01 | DOOR: hinged, 2 leaves, 1800 clear opening, solid, tall vision panel |  |  | 1 | DOOR | FALSE
DOHI-234.02 | DOOR: hinged, 2 leaves, 1800 clear opening, solid, tall vision panel, with integral blind |  |  | 1 | DOOR | FALSE
DOHI-234.03 | DOOR: hinged, 2 leaves, 1800 clear opening, solid, tall vision panel, with switchable glass |  |  | 1 | DOOR | FALSE
DOHI-234.04 | DOOR: hinged, 2 leaves, 1800 clear opening, solid, shielded, tall vision panel, lead glass |  |  | 1 | DOOR | FALSE
DOHI-234.05 | DOOR: hinged, 2 leaves, 1800 clear opening, solid, shielded, tall vision panel, lead glass, with integral blind |  |  | 1 | DOOR | FALSE
DOHI-234.06 | DOOR: hinged, 2 leaves, 1800 clear opening, solid, anti-ligature, tall vision panel |  |  | 1 | DOOR | FALSE
DOHI-234.07 | DOOR: hinged, 2 leaves, 1800 clear opening, solid, anti-ligature, tall vision panel, with integral blind |  |  | 1 | DOOR | FALSE
DOHI-234.08 | DOOR: hinged, 2 leaves, 1800 clear opening, solid, anti-ligature, tall vision panel, with switchable glass |  |  | 1 | DOOR | FALSE
DOHI-234.09 | DOOR: hinged, 2 leaves, 1800 clear opening, solid, anti-ligature and anti-barricade, tall vision panel |  |  | 1 | DOOR | FALSE
DOHI-234.10 | DOOR: hinged, 2 leaves, 1800 clear opening, solid, anti-ligature and anti-barricade, tall vision panel, with integral blind |  |  | 1 | DOOR | FALSE
DOHI-234.11 | DOOR: hinged, 2 leaves, 1800 clear opening, solid, anti-ligature and anti-barricade, tall vision panel, with switchable glass |  |  | 1 | DOOR | FALSE
DOHI-235 | DOOR: hinged, 2 leaves, 1900 clear opening, solid, tall vision panel |  |  | 1 | DOOR | FALSE
DOHI-235.01 | DOOR: hinged, 2 leaves, 1900 clear opening, solid, tall vision panel |  |  | 1 | DOOR | FALSE
DOHI-235.02 | DOOR: hinged, 2 leaves, 1900 clear opening, solid, tall vision panel, with integral blind |  |  | 1 | DOOR | FALSE
DOHI-235.03 | DOOR: hinged, 2 leaves, 1900 clear opening, solid, tall vision panel, with switchable glass |  |  | 1 | DOOR | FALSE
DOHI-235.04 | DOOR: hinged, 2 leaves, 1900 clear opening, solid, shielded, tall vision panel, lead glass |  |  | 1 | DOOR | FALSE
DOHI-235.05 | DOOR: hinged, 2 leaves, 1900 clear opening, solid, shielded, tall vision panel, lead glass, with integral blind |  |  | 1 | DOOR | FALSE
DOHI-235.06 | DOOR: hinged, 2 leaves, 1900 clear opening, solid, anti-ligature, tall vision panel |  |  | 1 | DOOR | FALSE
DOHI-235.07 | DOOR: hinged, 2 leaves, 1900 clear opening, solid, anti-ligature, tall vision panel, with integral blind |  |  | 1 | DOOR | FALSE
DOHI-235.08 | DOOR: hinged, 2 leaves, 1900 clear opening, solid, anti-ligature, tall vision panel, with switchable glass |  |  | 1 | DOOR | FALSE
DOHI-235.09 | DOOR: hinged, 2 leaves, 1900 clear opening, solid, anti-ligature and anti-barricade, tall vision panel |  |  | 1 | DOOR | FALSE
DOHI-235.10 | DOOR: hinged, 2 leaves, 1900 clear opening, solid, anti-ligature and anti-barricade, tall vision panel, with integral blind |  |  | 1 | DOOR | FALSE
DOHI-235.11 | DOOR: hinged, 2 leaves, 1900 clear opening, solid, anti-ligature and anti-barricade, tall vision panel, with switchable glass |  |  | 1 | DOOR | FALSE
DOHI-236 | DOOR: hinged, 2 leaves, 2000 clear opening, solid, tall vision panel |  |  | 1 | DOOR | FALSE
DOHI-236.01 | DOOR: hinged, 2 leaves, 2000 clear opening, solid, tall vision panel |  |  | 1 | DOOR | FALSE
DOHI-236.02 | DOOR: hinged, 2 leaves, 2000 clear opening, solid, tall vision panel, with integral blind |  |  | 1 | DOOR | FALSE
DOHI-236.03 | DOOR: hinged, 2 leaves, 2000 clear opening, solid, tall vision panel, with switchable glass |  |  | 1 | DOOR | FALSE
DOHI-236.04 | DOOR: hinged, 2 leaves, 2000 clear opening, solid, shielded, tall vision panel, lead glass |  |  | 1 | DOOR | FALSE
DOHI-236.05 | DOOR: hinged, 2 leaves, 2000 clear opening, solid, shielded, tall vision panel, lead glass, with integral blind |  |  | 1 | DOOR | FALSE
DOHI-236.06 | DOOR: hinged, 2 leaves, 2000 clear opening, solid, anti-ligature, tall vision panel |  |  | 1 | DOOR | FALSE
DOHI-236.07 | DOOR: hinged, 2 leaves, 2000 clear opening, solid, anti-ligature, tall vision panel, with integral blind |  |  | 1 | DOOR | FALSE
DOHI-236.08 | DOOR: hinged, 2 leaves, 2000 clear opening, solid, anti-ligature, tall vision panel, with switchable glass |  |  | 1 | DOOR | FALSE
DOHI-236.09 | DOOR: hinged, 2 leaves, 2000 clear opening, solid, anti-ligature and anti-barricade, tall vision panel |  |  | 1 | DOOR | FALSE
DOHI-236.10 | DOOR: hinged, 2 leaves, 2000 clear opening, solid, anti-ligature and anti-barricade, tall vision panel, with integral blind |  |  | 1 | DOOR | FALSE
DOHI-236.11 | DOOR: hinged, 2 leaves, 2000 clear opening, solid, anti-ligature and anti-barricade, tall vision panel, with switchable glass |  |  | 1 | DOOR | FALSE
DOHI-237 | DOOR: hinged, 2 leaves, 2100 clear opening, solid, tall vision panel |  |  | 1 | DOOR | FALSE
DOHI-237.01 | DOOR: hinged, 2 leaves, 2100 clear opening, solid, tall vision panel |  |  | 1 | DOOR | FALSE
DOHI-237.02 | DOOR: hinged, 2 leaves, 2100 clear opening, solid, tall vision panel, with integral blind |  |  | 1 | DOOR | FALSE
DOHI-237.03 | DOOR: hinged, 2 leaves, 2100 clear opening, solid, tall vision panel, with switchable glass |  |  | 1 | DOOR | FALSE
DOHI-237.04 | DOOR: hinged, 2 leaves, 2100 clear opening, solid, shielded, tall vision panel, lead glass |  |  | 1 | DOOR | FALSE
DOHI-237.05 | DOOR: hinged, 2 leaves, 2100 clear opening, solid, shielded, tall vision panel, lead glass, with integral blind |  |  | 1 | DOOR | FALSE
DOHI-237.06 | DOOR: hinged, 2 leaves, 2100 clear opening, solid, anti-ligature, tall vision panel |  |  | 1 | DOOR | FALSE
DOHI-237.07 | DOOR: hinged, 2 leaves, 2100 clear opening, solid, anti-ligature, tall vision panel, with integral blind |  |  | 1 | DOOR | FALSE
DOHI-237.08 | DOOR: hinged, 2 leaves, 2100 clear opening, solid, anti-ligature, tall vision panel, with switchable glass |  |  | 1 | DOOR | FALSE
DOHI-237.09 | DOOR: hinged, 2 leaves, 2100 clear opening, solid, anti-ligature and anti-barricade, tall vision panel |  |  | 1 | DOOR | FALSE
DOHI-237.10 | DOOR: hinged, 2 leaves, 2100 clear opening, solid, anti-ligature and anti-barricade, tall vision panel, with integral blind |  |  | 1 | DOOR | FALSE
DOHI-237.11 | DOOR: hinged, 2 leaves, 2100 clear opening, solid, anti-ligature and anti-barricade, tall vision panel, with switchable glass |  |  | 1 | DOOR | FALSE
DOHI-238 | DOOR: hinged, 2 leaves, 2200 clear opening, solid, tall vision panel |  |  | 1 | DOOR | FALSE
DOHI-238.01 | DOOR: hinged, 2 leaves, 2200 clear opening, solid, tall vision panel |  |  | 1 | DOOR | FALSE
DOHI-238.02 | DOOR: hinged, 2 leaves, 2200 clear opening, solid, tall vision panel, with integral blind |  |  | 1 | DOOR | FALSE
DOHI-238.03 | DOOR: hinged, 2 leaves, 2200 clear opening, solid, tall vision panel, with switchable glass |  |  | 1 | DOOR | FALSE
DOHI-238.04 | DOOR: hinged, 2 leaves, 2200 clear opening, solid, shielded, tall vision panel, lead glass |  |  | 1 | DOOR | FALSE
DOHI-238.05 | DOOR: hinged, 2 leaves, 2200 clear opening, solid, shielded, tall vision panel, lead glass, with integral blind |  |  | 1 | DOOR | FALSE
DOHI-238.06 | DOOR: hinged, 2 leaves, 2200 clear opening, solid, anti-ligature, tall vision panel |  |  | 1 | DOOR | FALSE
DOHI-238.07 | DOOR: hinged, 2 leaves, 2200 clear opening, solid, anti-ligature, tall vision panel, with integral blind |  |  | 1 | DOOR | FALSE
DOHI-238.08 | DOOR: hinged, 2 leaves, 2200 clear opening, solid, anti-ligature, tall vision panel, with switchable glass |  |  | 1 | DOOR | FALSE
DOHI-238.09 | DOOR: hinged, 2 leaves, 2200 clear opening, solid, anti-ligature and anti-barricade, tall vision panel |  |  | 1 | DOOR | FALSE
DOHI-238.10 | DOOR: hinged, 2 leaves, 2200 clear opening, solid, anti-ligature and anti-barricade, tall vision panel, with integral blind |  |  | 1 | DOOR | FALSE
DOHI-238.11 | DOOR: hinged, 2 leaves, 2200 clear opening, solid, anti-ligature and anti-barricade, tall vision panel, with switchable glass |  |  | 1 | DOOR | FALSE
DOHI-239 | DOOR: hinged, 2 leaves, 2300 clear opening, solid, tall vision panel |  |  | 1 | DOOR | FALSE
DOHI-239.01 | DOOR: hinged, 2 leaves, 2300 clear opening, solid, tall vision panel |  |  | 1 | DOOR | FALSE
DOHI-239.02 | DOOR: hinged, 2 leaves, 2300 clear opening, solid, tall vision panel, with integral blind |  |  | 1 | DOOR | FALSE
DOHI-239.03 | DOOR: hinged, 2 leaves, 2300 clear opening, solid, tall vision panel, with switchable glass |  |  | 1 | DOOR | FALSE
DOHI-239.04 | DOOR: hinged, 2 leaves, 2300 clear opening, solid, shielded, tall vision panel, lead glass |  |  | 1 | DOOR | FALSE
DOHI-239.05 | DOOR: hinged, 2 leaves, 2300 clear opening, solid, shielded, tall vision panel, lead glass, with integral blind |  |  | 1 | DOOR | FALSE
DOHI-239.06 | DOOR: hinged, 2 leaves, 2300 clear opening, solid, anti-ligature, tall vision panel |  |  | 1 | DOOR | FALSE
DOHI-239.07 | DOOR: hinged, 2 leaves, 2300 clear opening, solid, anti-ligature, tall vision panel, with integral blind |  |  | 1 | DOOR | FALSE
DOHI-239.08 | DOOR: hinged, 2 leaves, 2300 clear opening, solid, anti-ligature, tall vision panel, with switchable glass |  |  | 1 | DOOR | FALSE
DOHI-239.09 | DOOR: hinged, 2 leaves, 2300 clear opening, solid, anti-ligature and anti-barricade, tall vision panel |  |  | 1 | DOOR | FALSE
DOHI-239.10 | DOOR: hinged, 2 leaves, 2300 clear opening, solid, anti-ligature and anti-barricade, tall vision panel, with integral blind |  |  | 1 | DOOR | FALSE
DOHI-239.11 | DOOR: hinged, 2 leaves, 2300 clear opening, solid, anti-ligature and anti-barricade, tall vision panel, with switchable glass |  |  | 1 | DOOR | FALSE
DOHI-241 | DOOR: hinged, 2 leaves, 1500 clear opening, solid, wide vision panel |  |  | 1 | DOOR | FALSE
DOHI-241.01 | DOOR: hinged, 2 leaves, 1500 clear opening, solid, wide vision panel |  |  | 1 | DOOR | FALSE
DOHI-241.02 | DOOR: hinged, 2 leaves, 1500 clear opening, solid, wide vision panel, with integral blind |  |  | 1 | DOOR | FALSE
DOHI-241.03 | DOOR: hinged, 2 leaves, 1500 clear opening, solid, wide vision panel, with switchable glass |  |  | 1 | DOOR | FALSE
DOHI-241.04 | DOOR: hinged, 2 leaves, 1500 clear opening, solid, shielded, wide vision panel, lead glass |  |  | 1 | DOOR | FALSE
DOHI-241.05 | DOOR: hinged, 2 leaves, 1500 clear opening, solid, shielded, wide vision panel, lead glass, with integral blind |  |  | 1 | DOOR | FALSE
DOHI-241.06 | DOOR: hinged, 2 leaves, 1500 clear opening, solid, anti-ligature, wide vision panel |  |  | 1 | DOOR | FALSE
DOHI-241.07 | DOOR: hinged, 2 leaves, 1500 clear opening, solid, anti-ligature, wide vision panel, with integral blind |  |  | 1 | DOOR | FALSE
DOHI-241.08 | DOOR: hinged, 2 leaves, 1500 clear opening, solid, anti-ligature, wide vision panel, with switchable glass |  |  | 1 | DOOR | FALSE
DOHI-241.09 | DOOR: hinged, 2 leaves, 1500 clear opening, solid, anti-ligature and anti-barricade, wide vision panel |  |  | 1 | DOOR | FALSE
DOHI-241.10 | DOOR: hinged, 2 leaves, 1500 clear opening, solid, anti-ligature and anti-barricade, wide vision panel, with integral blind |  |  | 1 | DOOR | FALSE
DOHI-241.11 | DOOR: hinged, 2 leaves, 1500 clear opening, solid, anti-ligature and anti-barricade, wide vision panel, with switchable glass |  |  | 1 | DOOR | FALSE
DOHI-242 | DOOR: hinged, 2 leaves, 1600 clear opening, solid, wide vision panel |  |  | 1 | DOOR | FALSE
DOHI-242.01 | DOOR: hinged, 2 leaves, 1600 clear opening, solid, wide vision panel |  |  | 1 | DOOR | FALSE
DOHI-242.02 | DOOR: hinged, 2 leaves, 1600 clear opening, solid, wide vision panel, with integral blind |  |  | 1 | DOOR | FALSE
DOHI-242.03 | DOOR: hinged, 2 leaves, 1600 clear opening, solid, wide vision panel, with switchable glass |  |  | 1 | DOOR | FALSE
DOHI-242.04 | DOOR: hinged, 2 leaves, 1600 clear opening, solid, shielded, wide vision panel, lead glass |  |  | 1 | DOOR | FALSE
DOHI-242.05 | DOOR: hinged, 2 leaves, 1600 clear opening, solid, shielded, wide vision panel, lead glass, with integral blind |  |  | 1 | DOOR | FALSE
DOHI-242.06 | DOOR: hinged, 2 leaves, 1600 clear opening, solid, anti-ligature, wide vision panel |  |  | 1 | DOOR | FALSE
DOHI-242.07 | DOOR: hinged, 2 leaves, 1600 clear opening, solid, anti-ligature, wide vision panel, with integral blind |  |  | 1 | DOOR | FALSE
DOHI-242.08 | DOOR: hinged, 2 leaves, 1600 clear opening, solid, anti-ligature, wide vision panel, with switchable glass |  |  | 1 | DOOR | FALSE
DOHI-242.09 | DOOR: hinged, 2 leaves, 1600 clear opening, solid, anti-ligature and anti-barricade, wide vision panel |  |  | 1 | DOOR | FALSE
DOHI-242.10 | DOOR: hinged, 2 leaves, 1600 clear opening, solid, anti-ligature and anti-barricade, wide vision panel, with integral blind |  |  | 1 | DOOR | FALSE
DOHI-242.11 | DOOR: hinged, 2 leaves, 1600 clear opening, solid, anti-ligature and anti-barricade, wide vision panel, with switchable glass |  |  | 1 | DOOR | FALSE
DOHI-243 | DOOR: hinged, 2 leaves, 1700 clear opening, solid, wide vision panel |  |  | 1 | DOOR | FALSE
DOHI-243.01 | DOOR: hinged, 2 leaves, 1700 clear opening, solid, wide vision panel |  |  | 1 | DOOR | FALSE
DOHI-243.02 | DOOR: hinged, 2 leaves, 1700 clear opening, solid, wide vision panel, with integral blind |  |  | 1 | DOOR | FALSE
DOHI-243.03 | DOOR: hinged, 2 leaves, 1700 clear opening, solid, wide vision panel, with switchable glass |  |  | 1 | DOOR | FALSE
DOHI-243.04 | DOOR: hinged, 2 leaves, 1700 clear opening, solid, shielded, wide vision panel, lead glass |  |  | 1 | DOOR | FALSE
DOHI-243.05 | DOOR: hinged, 2 leaves, 1700 clear opening, solid, shielded, wide vision panel, lead glass, with integral blind |  |  | 1 | DOOR | FALSE
DOHI-243.06 | DOOR: hinged, 2 leaves, 1700 clear opening, solid, anti-ligature, wide vision panel |  |  | 1 | DOOR | FALSE
DOHI-243.07 | DOOR: hinged, 2 leaves, 1700 clear opening, solid, anti-ligature, wide vision panel, with integral blind |  |  | 1 | DOOR | FALSE
DOHI-243.08 | DOOR: hinged, 2 leaves, 1700 clear opening, solid, anti-ligature, wide vision panel, with switchable glass |  |  | 1 | DOOR | FALSE
DOHI-243.09 | DOOR: hinged, 2 leaves, 1700 clear opening, solid, anti-ligature and anti-barricade, wide vision panel |  |  | 1 | DOOR | FALSE
DOHI-243.10 | DOOR: hinged, 2 leaves, 1700 clear opening, solid, anti-ligature and anti-barricade, wide vision panel, with integral blind |  |  | 1 | DOOR | FALSE
DOHI-243.11 | DOOR: hinged, 2 leaves, 1700 clear opening, solid, anti-ligature and anti-barricade, wide vision panel, with switchable glass |  |  | 1 | DOOR | FALSE
DOHI-244 | DOOR: hinged, 2 leaves, 1800 clear opening, solid, wide vision panel |  |  | 1 | DOOR | FALSE
DOHI-244.01 | DOOR: hinged, 2 leaves, 1800 clear opening, solid, wide vision panel | DWGL-061 | DOOR: 1800mm c/o, double leaf, half glazed, solid core/glass, paint | 1 | DOOR | FALSE
DOHI-244.02 | DOOR: hinged, 2 leaves, 1800 clear opening, solid, wide vision panel, with integral blind |  |  | 1 | DOOR | FALSE
DOHI-244.03 | DOOR: hinged, 2 leaves, 1800 clear opening, solid, wide vision panel, with switchable glass |  |  | 1 | DOOR | FALSE
DOHI-244.04 | DOOR: hinged, 2 leaves, 1800 clear opening, solid, shielded, wide vision panel, lead glass |  |  | 1 | DOOR | FALSE
DOHI-244.05 | DOOR: hinged, 2 leaves, 1800 clear opening, solid, shielded, wide vision panel, lead glass, with integral blind |  |  | 1 | DOOR | FALSE
DOHI-244.06 | DOOR: hinged, 2 leaves, 1800 clear opening, solid, anti-ligature, wide vision panel |  |  | 1 | DOOR | FALSE
DOHI-244.07 | DOOR: hinged, 2 leaves, 1800 clear opening, solid, anti-ligature, wide vision panel, with integral blind |  |  | 1 | DOOR | FALSE
DOHI-244.08 | DOOR: hinged, 2 leaves, 1800 clear opening, solid, anti-ligature, wide vision panel, with switchable glass |  |  | 1 | DOOR | FALSE
DOHI-244.09 | DOOR: hinged, 2 leaves, 1800 clear opening, solid, anti-ligature and anti-barricade, wide vision panel |  |  | 1 | DOOR | FALSE
DOHI-244.10 | DOOR: hinged, 2 leaves, 1800 clear opening, solid, anti-ligature and anti-barricade, wide vision panel, with integral blind |  |  | 1 | DOOR | FALSE
DOHI-244.11 | DOOR: hinged, 2 leaves, 1800 clear opening, solid, anti-ligature and anti-barricade, wide vision panel, with switchable glass |  |  | 1 | DOOR | FALSE
DOHI-245 | DOOR: hinged, 2 leaves, 1900 clear opening, solid, wide vision panel |  |  | 1 | DOOR | FALSE
DOHI-245.01 | DOOR: hinged, 2 leaves, 1900 clear opening, solid, wide vision panel |  |  | 1 | DOOR | FALSE
DOHI-245.02 | DOOR: hinged, 2 leaves, 1900 clear opening, solid, wide vision panel, with integral blind |  |  | 1 | DOOR | FALSE
DOHI-245.03 | DOOR: hinged, 2 leaves, 1900 clear opening, solid, wide vision panel, with switchable glass |  |  | 1 | DOOR | FALSE
DOHI-245.04 | DOOR: hinged, 2 leaves, 1900 clear opening, solid, shielded, wide vision panel, lead glass |  |  | 1 | DOOR | FALSE
DOHI-245.05 | DOOR: hinged, 2 leaves, 1900 clear opening, solid, shielded, wide vision panel, lead glass, with integral blind |  |  | 1 | DOOR | FALSE
DOHI-245.06 | DOOR: hinged, 2 leaves, 1900 clear opening, solid, anti-ligature, wide vision panel |  |  | 1 | DOOR | FALSE
DOHI-245.07 | DOOR: hinged, 2 leaves, 1900 clear opening, solid, anti-ligature, wide vision panel, with integral blind |  |  | 1 | DOOR | FALSE
DOHI-245.08 | DOOR: hinged, 2 leaves, 1900 clear opening, solid, anti-ligature, wide vision panel, with switchable glass |  |  | 1 | DOOR | FALSE
DOHI-245.09 | DOOR: hinged, 2 leaves, 1900 clear opening, solid, anti-ligature and anti-barricade, wide vision panel |  |  | 1 | DOOR | FALSE
DOHI-245.10 | DOOR: hinged, 2 leaves, 1900 clear opening, solid, anti-ligature and anti-barricade, wide vision panel, with integral blind |  |  | 1 | DOOR | FALSE
DOHI-245.11 | DOOR: hinged, 2 leaves, 1900 clear opening, solid, anti-ligature and anti-barricade, wide vision panel, with switchable glass |  |  | 1 | DOOR | FALSE
DOHI-246 | DOOR: hinged, 2 leaves, 2000 clear opening, solid, wide vision panel |  |  | 1 | DOOR | FALSE
DOHI-246.01 | DOOR: hinged, 2 leaves, 2000 clear opening, solid, wide vision panel |  |  | 1 | DOOR | FALSE
DOHI-246.02 | DOOR: hinged, 2 leaves, 2000 clear opening, solid, wide vision panel, with integral blind |  |  | 1 | DOOR | FALSE
DOHI-246.03 | DOOR: hinged, 2 leaves, 2000 clear opening, solid, wide vision panel, with switchable glass |  |  | 1 | DOOR | FALSE
DOHI-246.04 | DOOR: hinged, 2 leaves, 2000 clear opening, solid, shielded, wide vision panel, lead glass |  |  | 1 | DOOR | FALSE
DOHI-246.05 | DOOR: hinged, 2 leaves, 2000 clear opening, solid, shielded, wide vision panel, lead glass, with integral blind |  |  | 1 | DOOR | FALSE
DOHI-246.06 | DOOR: hinged, 2 leaves, 2000 clear opening, solid, anti-ligature, wide vision panel |  |  | 1 | DOOR | FALSE
DOHI-246.07 | DOOR: hinged, 2 leaves, 2000 clear opening, solid, anti-ligature, wide vision panel, with integral blind |  |  | 1 | DOOR | FALSE
DOHI-246.08 | DOOR: hinged, 2 leaves, 2000 clear opening, solid, anti-ligature, wide vision panel, with switchable glass |  |  | 1 | DOOR | FALSE
DOHI-246.09 | DOOR: hinged, 2 leaves, 2000 clear opening, solid, anti-ligature and anti-barricade, wide vision panel |  |  | 1 | DOOR | FALSE
DOHI-246.10 | DOOR: hinged, 2 leaves, 2000 clear opening, solid, anti-ligature and anti-barricade, wide vision panel, with integral blind |  |  | 1 | DOOR | FALSE
DOHI-246.11 | DOOR: hinged, 2 leaves, 2000 clear opening, solid, anti-ligature and anti-barricade, wide vision panel, with switchable glass |  |  | 1 | DOOR | FALSE
DOHI-247 | DOOR: hinged, 2 leaves, 2100 clear opening, solid, wide vision panel |  |  | 1 | DOOR | FALSE
DOHI-247.01 | DOOR: hinged, 2 leaves, 2100 clear opening, solid, wide vision panel |  |  | 1 | DOOR | FALSE
DOHI-247.02 | DOOR: hinged, 2 leaves, 2100 clear opening, solid, wide vision panel, with integral blind |  |  | 1 | DOOR | FALSE
DOHI-247.03 | DOOR: hinged, 2 leaves, 2100 clear opening, solid, wide vision panel, with switchable glass |  |  | 1 | DOOR | FALSE
DOHI-247.04 | DOOR: hinged, 2 leaves, 2100 clear opening, solid, shielded, wide vision panel, lead glass |  |  | 1 | DOOR | FALSE
DOHI-247.05 | DOOR: hinged, 2 leaves, 2100 clear opening, solid, shielded, wide vision panel, lead glass, with integral blind |  |  | 1 | DOOR | FALSE
DOHI-247.06 | DOOR: hinged, 2 leaves, 2100 clear opening, solid, anti-ligature, wide vision panel |  |  | 1 | DOOR | FALSE
DOHI-247.07 | DOOR: hinged, 2 leaves, 2100 clear opening, solid, anti-ligature, wide vision panel, with integral blind |  |  | 1 | DOOR | FALSE
DOHI-247.08 | DOOR: hinged, 2 leaves, 2100 clear opening, solid, anti-ligature, wide vision panel, with switchable glass |  |  | 1 | DOOR | FALSE
DOHI-247.09 | DOOR: hinged, 2 leaves, 2100 clear opening, solid, anti-ligature and anti-barricade, wide vision panel |  |  | 1 | DOOR | FALSE
DOHI-247.10 | DOOR: hinged, 2 leaves, 2100 clear opening, solid, anti-ligature and anti-barricade, wide vision panel, with integral blind |  |  | 1 | DOOR | FALSE
DOHI-247.11 | DOOR: hinged, 2 leaves, 2100 clear opening, solid, anti-ligature and anti-barricade, wide vision panel, with switchable glass |  |  | 1 | DOOR | FALSE
DOHI-248 | DOOR: hinged, 2 leaves, 2200 clear opening, solid, wide vision panel |  |  | 1 | DOOR | FALSE
DOHI-248.01 | DOOR: hinged, 2 leaves, 2200 clear opening, solid, wide vision panel |  |  | 1 | DOOR | FALSE
DOHI-248.02 | DOOR: hinged, 2 leaves, 2200 clear opening, solid, wide vision panel, with integral blind |  |  | 1 | DOOR | FALSE
DOHI-248.03 | DOOR: hinged, 2 leaves, 2200 clear opening, solid, wide vision panel, with switchable glass |  |  | 1 | DOOR | FALSE
DOHI-248.04 | DOOR: hinged, 2 leaves, 2200 clear opening, solid, shielded, wide vision panel, lead glass |  |  | 1 | DOOR | FALSE
DOHI-248.05 | DOOR: hinged, 2 leaves, 2200 clear opening, solid, shielded, wide vision panel, lead glass, with integral blind |  |  | 1 | DOOR | FALSE
DOHI-248.06 | DOOR: hinged, 2 leaves, 2200 clear opening, solid, anti-ligature, wide vision panel |  |  | 1 | DOOR | FALSE
DOHI-248.07 | DOOR: hinged, 2 leaves, 2200 clear opening, solid, anti-ligature, wide vision panel, with integral blind |  |  | 1 | DOOR | FALSE
DOHI-248.08 | DOOR: hinged, 2 leaves, 2200 clear opening, solid, anti-ligature, wide vision panel, with switchable glass |  |  | 1 | DOOR | FALSE
DOHI-248.09 | DOOR: hinged, 2 leaves, 2200 clear opening, solid, anti-ligature and anti-barricade, wide vision panel |  |  | 1 | DOOR | FALSE
DOHI-248.10 | DOOR: hinged, 2 leaves, 2200 clear opening, solid, anti-ligature and anti-barricade, wide vision panel, with integral blind |  |  | 1 | DOOR | FALSE
DOHI-248.11 | DOOR: hinged, 2 leaves, 2200 clear opening, solid, anti-ligature and anti-barricade, wide vision panel, with switchable glass |  |  | 1 | DOOR | FALSE
DOHI-249 | DOOR: hinged, 2 leaves, 2300 clear opening, solid, wide vision panel |  |  | 1 | DOOR | FALSE
DOHI-249.01 | DOOR: hinged, 2 leaves, 2300 clear opening, solid, wide vision panel |  |  | 1 | DOOR | FALSE
DOHI-249.02 | DOOR: hinged, 2 leaves, 2300 clear opening, solid, wide vision panel, with integral blind |  |  | 1 | DOOR | FALSE
DOHI-249.03 | DOOR: hinged, 2 leaves, 2300 clear opening, solid, wide vision panel, with switchable glass |  |  | 1 | DOOR | FALSE
DOHI-249.04 | DOOR: hinged, 2 leaves, 2300 clear opening, solid, shielded, wide vision panel, lead glass |  |  | 1 | DOOR | FALSE
DOHI-249.05 | DOOR: hinged, 2 leaves, 2300 clear opening, solid, shielded, wide vision panel, lead glass, with integral blind |  |  | 1 | DOOR | FALSE
DOHI-249.06 | DOOR: hinged, 2 leaves, 2300 clear opening, solid, anti-ligature, wide vision panel |  |  | 1 | DOOR | FALSE
DOHI-249.07 | DOOR: hinged, 2 leaves, 2300 clear opening, solid, anti-ligature, wide vision panel, with integral blind |  |  | 1 | DOOR | FALSE
DOHI-249.08 | DOOR: hinged, 2 leaves, 2300 clear opening, solid, anti-ligature, wide vision panel, with switchable glass |  |  | 1 | DOOR | FALSE
DOHI-249.09 | DOOR: hinged, 2 leaves, 2300 clear opening, solid, anti-ligature and anti-barricade, wide vision panel |  |  | 1 | DOOR | FALSE
DOHI-249.10 | DOOR: hinged, 2 leaves, 2300 clear opening, solid, anti-ligature and anti-barricade, wide vision panel, with integral blind |  |  | 1 | DOOR | FALSE
DOHI-249.11 | DOOR: hinged, 2 leaves, 2300 clear opening, solid, anti-ligature and anti-barricade, wide vision panel, with switchable glass |  |  | 1 | DOOR | FALSE
DOHI-251 | DOOR: hinged, 2 leaves, 1500 clear opening, solid, fire rated, fire vision panel |  |  | 1 | DOOR | FALSE
DOHI-251.01 | DOOR: hinged, 2 leaves, 1500 clear opening, solid, fire rated, fire vision panel |  |  | 1 | DOOR | FALSE
DOHI-251.02 | DOOR: hinged, 2 leaves, 1500 clear opening, solid, fire rated, fire vision panel, with cover |  |  | 1 | DOOR | FALSE
DOHI-251.03 | DOOR: hinged, 2 leaves, 1500 clear opening, solid, fire rated, shielded, fire vision panel, lead glass |  |  | 1 | DOOR | FALSE
DOHI-251.04 | DOOR: hinged, 2 leaves, 1500 clear opening, solid, fire rated, shielded, fire vision panel, lead glass, with cover |  |  | 1 | DOOR | FALSE
DOHI-251.05 | DOOR: hinged, 2 leaves, 1500 clear opening, solid, fire rated, anti-ligature, fire vision panel |  |  | 1 | DOOR | FALSE
DOHI-252 | DOOR: hinged, 2 leaves, 1600 clear opening, solid, fire rated, fire vision panel |  |  | 1 | DOOR | FALSE
DOHI-252.01 | DOOR: hinged, 2 leaves, 1600 clear opening, solid, fire rated, fire vision panel |  |  | 1 | DOOR | FALSE
DOHI-252.02 | DOOR: hinged, 2 leaves, 1600 clear opening, solid, fire rated, fire vision panel, with cover |  |  | 1 | DOOR | FALSE
DOHI-252.03 | DOOR: hinged, 2 leaves, 1600 clear opening, solid, fire rated, shielded, fire vision panel, lead glass |  |  | 1 | DOOR | FALSE
DOHI-252.04 | DOOR: hinged, 2 leaves, 1600 clear opening, solid, fire rated, shielded, fire vision panel, lead glass, with cover |  |  | 1 | DOOR | FALSE
DOHI-252.05 | DOOR: hinged, 2 leaves, 1600 clear opening, solid, fire rated, anti-ligature, fire vision panel |  |  | 1 | DOOR | FALSE
DOHI-253 | DOOR: hinged, 2 leaves, 1700 clear opening, solid, fire rated, fire vision panel |  |  | 1 | DOOR | FALSE
DOHI-253.01 | DOOR: hinged, 2 leaves, 1700 clear opening, solid, fire rated, fire vision panel |  |  | 1 | DOOR | FALSE
DOHI-253.02 | DOOR: hinged, 2 leaves, 1700 clear opening, solid, fire rated, fire vision panel, with cover |  |  | 1 | DOOR | FALSE
DOHI-253.03 | DOOR: hinged, 2 leaves, 1700 clear opening, solid, fire rated, shielded, fire vision panel, lead glass |  |  | 1 | DOOR | FALSE
DOHI-253.04 | DOOR: hinged, 2 leaves, 1700 clear opening, solid, fire rated, shielded, fire vision panel, lead glass, with cover |  |  | 1 | DOOR | FALSE
DOHI-253.05 | DOOR: hinged, 2 leaves, 1700 clear opening, solid, fire rated, anti-ligature, fire vision panel |  |  | 1 | DOOR | FALSE
DOHI-254 | DOOR: hinged, 2 leaves, 1800 clear opening, solid, fire rated, fire vision panel |  |  | 1 | DOOR | FALSE
DOHI-254.01 | DOOR: hinged, 2 leaves, 1800 clear opening, solid, fire rated, fire vision panel |  |  | 1 | DOOR | FALSE
DOHI-254.02 | DOOR: hinged, 2 leaves, 1800 clear opening, solid, fire rated, fire vision panel, with cover |  |  | 1 | DOOR | FALSE
DOHI-254.03 | DOOR: hinged, 2 leaves, 1800 clear opening, solid, fire rated, shielded, fire vision panel, lead glass |  |  | 1 | DOOR | FALSE
DOHI-254.04 | DOOR: hinged, 2 leaves, 1800 clear opening, solid, fire rated, shielded, fire vision panel, lead glass, with cover |  |  | 1 | DOOR | FALSE
DOHI-254.05 | DOOR: hinged, 2 leaves, 1800 clear opening, solid, fire rated, anti-ligature, fire vision panel |  |  | 1 | DOOR | FALSE
DOHI-255 | DOOR: hinged, 2 leaves, 1900 clear opening, solid, fire rated, fire vision panel |  |  | 1 | DOOR | FALSE
DOHI-255.01 | DOOR: hinged, 2 leaves, 1900 clear opening, solid, fire rated, fire vision panel |  |  | 1 | DOOR | FALSE
DOHI-255.02 | DOOR: hinged, 2 leaves, 1900 clear opening, solid, fire rated, fire vision panel, with cover |  |  | 1 | DOOR | FALSE
DOHI-255.03 | DOOR: hinged, 2 leaves, 1900 clear opening, solid, fire rated, shielded, fire vision panel, lead glass |  |  | 1 | DOOR | FALSE
DOHI-255.04 | DOOR: hinged, 2 leaves, 1900 clear opening, solid, fire rated, shielded, fire vision panel, lead glass, with cover |  |  | 1 | DOOR | FALSE
DOHI-255.05 | DOOR: hinged, 2 leaves, 1900 clear opening, solid, fire rated, anti-ligature, fire vision panel |  |  | 1 | DOOR | FALSE
DOHI-256 | DOOR: hinged, 2 leaves, 2000 clear opening, solid, fire rated, fire vision panel |  |  | 1 | DOOR | FALSE
DOHI-256.01 | DOOR: hinged, 2 leaves, 2000 clear opening, solid, fire rated, fire vision panel |  |  | 1 | DOOR | FALSE
DOHI-256.02 | DOOR: hinged, 2 leaves, 2000 clear opening, solid, fire rated, fire vision panel, with cover |  |  | 1 | DOOR | FALSE
DOHI-256.03 | DOOR: hinged, 2 leaves, 2000 clear opening, solid, fire rated, shielded, fire vision panel, lead glass |  |  | 1 | DOOR | FALSE
DOHI-256.04 | DOOR: hinged, 2 leaves, 2000 clear opening, solid, fire rated, shielded, fire vision panel, lead glass, with cover |  |  | 1 | DOOR | FALSE
DOHI-256.05 | DOOR: hinged, 2 leaves, 2000 clear opening, solid, fire rated, anti-ligature, fire vision panel |  |  | 1 | DOOR | FALSE
DOHI-257 | DOOR: hinged, 2 leaves, 2100 clear opening, solid, fire rated, fire vision panel |  |  | 1 | DOOR | FALSE
DOHI-257.01 | DOOR: hinged, 2 leaves, 2100 clear opening, solid, fire rated, fire vision panel |  |  | 1 | DOOR | FALSE
DOHI-257.02 | DOOR: hinged, 2 leaves, 2100 clear opening, solid, fire rated, fire vision panel, with cover |  |  | 1 | DOOR | FALSE
DOHI-257.03 | DOOR: hinged, 2 leaves, 2100 clear opening, solid, fire rated, shielded, fire vision panel, lead glass |  |  | 1 | DOOR | FALSE
DOHI-257.04 | DOOR: hinged, 2 leaves, 2100 clear opening, solid, fire rated, shielded, fire vision panel, lead glass, with cover |  |  | 1 | DOOR | FALSE
DOHI-257.05 | DOOR: hinged, 2 leaves, 2100 clear opening, solid, fire rated, anti-ligature, fire vision panel |  |  | 1 | DOOR | FALSE
DOHI-258 | DOOR: hinged, 2 leaves, 2200 clear opening, solid, fire rated, fire vision panel |  |  | 1 | DOOR | FALSE
DOHI-258.01 | DOOR: hinged, 2 leaves, 2200 clear opening, solid, fire rated, fire vision panel |  |  | 1 | DOOR | FALSE
DOHI-258.02 | DOOR: hinged, 2 leaves, 2200 clear opening, solid, fire rated, fire vision panel, with cover |  |  | 1 | DOOR | FALSE
DOHI-258.03 | DOOR: hinged, 2 leaves, 2200 clear opening, solid, fire rated, shielded, fire vision panel, lead glass |  |  | 1 | DOOR | FALSE
DOHI-258.04 | DOOR: hinged, 2 leaves, 2200 clear opening, solid, fire rated, shielded, fire vision panel, lead glass, with cover |  |  | 1 | DOOR | FALSE
DOHI-258.05 | DOOR: hinged, 2 leaves, 2200 clear opening, solid, fire rated, anti-ligature, fire vision panel |  |  | 1 | DOOR | FALSE
DOHI-259 | DOOR: hinged, 2 leaves, 2300 clear opening, solid, fire rated, fire vision panel |  |  | 1 | DOOR | FALSE
DOHI-259.01 | DOOR: hinged, 2 leaves, 2300 clear opening, solid, fire rated, fire vision panel |  |  | 1 | DOOR | FALSE
DOHI-259.02 | DOOR: hinged, 2 leaves, 2300 clear opening, solid, fire rated, fire vision panel, with cover |  |  | 1 | DOOR | FALSE
DOHI-259.03 | DOOR: hinged, 2 leaves, 2300 clear opening, solid, fire rated, shielded, fire vision panel, lead glass |  |  | 1 | DOOR | FALSE
DOHI-259.04 | DOOR: hinged, 2 leaves, 2300 clear opening, solid, fire rated, shielded, fire vision panel, lead glass, with cover |  |  | 1 | DOOR | FALSE
DOHI-259.05 | DOOR: hinged, 2 leaves, 2300 clear opening, solid, fire rated, anti-ligature, fire vision panel |  |  | 1 | DOOR | FALSE
DOHI-261 | DOOR: hinged, 2 leaves, 1500 clear opening, fully glazed, framed |  |  | 1 | DOOR | FALSE
DOHI-261.01 | DOOR: hinged, 2 leaves, 1500 clear opening, fully glazed, framed |  |  | 1 | DOOR | FALSE
DOHI-261.02 | DOOR: hinged, 2 leaves, 1500 clear opening, fully glazed, framed, with integral blinds |  |  | 1 | DOOR | FALSE
DOHI-261.03 | DOOR: hinged, 2 leaves, 1500 clear opening, fully glazed, framed, with switchable glass |  |  | 1 | DOOR | FALSE
DOHI-262 | DOOR: hinged, 2 leaves, 1600 clear opening, fully glazed, framed |  |  | 1 | DOOR | FALSE
DOHI-262.01 | DOOR: hinged, 2 leaves, 1600 clear opening, fully glazed, framed |  |  | 1 | DOOR | FALSE
DOHI-262.02 | DOOR: hinged, 2 leaves, 1600 clear opening, fully glazed, framed, with integral blinds |  |  | 1 | DOOR | FALSE
DOHI-262.03 | DOOR: hinged, 2 leaves, 1600 clear opening, fully glazed, framed, with switchable glass |  |  | 1 | DOOR | FALSE
DOHI-263 | DOOR: hinged, 2 leaves, 1700 clear opening, fully glazed, framed |  |  | 1 | DOOR | FALSE
DOHI-263.01 | DOOR: hinged, 2 leaves, 1700 clear opening, fully glazed, framed |  |  | 1 | DOOR | FALSE
DOHI-263.02 | DOOR: hinged, 2 leaves, 1700 clear opening, fully glazed, framed, with integral blinds |  |  | 1 | DOOR | FALSE
DOHI-263.03 | DOOR: hinged, 2 leaves, 1700 clear opening, fully glazed, framed, with switchable glass |  |  | 1 | DOOR | FALSE
DOHI-264 | DOOR: hinged, 2 leaves, 1800 clear opening, fully glazed, framed |  |  | 1 | DOOR | FALSE
DOHI-264.01 | DOOR: hinged, 2 leaves, 1800 clear opening, fully glazed, framed |  |  | 1 | DOOR | FALSE
DOHI-264.02 | DOOR: hinged, 2 leaves, 1800 clear opening, fully glazed, framed, with integral blinds |  |  | 1 | DOOR | FALSE
DOHI-264.03 | DOOR: hinged, 2 leaves, 1800 clear opening, fully glazed, framed, with switchable glass |  |  | 1 | DOOR | FALSE
DOHI-265 | DOOR: hinged, 2 leaves, 1900 clear opening, fully glazed, framed |  |  | 1 | DOOR | FALSE
DOHI-265.01 | DOOR: hinged, 2 leaves, 1900 clear opening, fully glazed, framed |  |  | 1 | DOOR | FALSE
DOHI-265.02 | DOOR: hinged, 2 leaves, 1900 clear opening, fully glazed, framed, with integral blinds |  |  | 1 | DOOR | FALSE
DOHI-265.03 | DOOR: hinged, 2 leaves, 1900 clear opening, fully glazed, framed, with switchable glass |  |  | 1 | DOOR | FALSE
DOHI-266 | DOOR: hinged, 2 leaves, 2000 clear opening, fully glazed, framed |  |  | 1 | DOOR | FALSE
DOHI-266.01 | DOOR: hinged, 2 leaves, 2000 clear opening, fully glazed, framed |  |  | 1 | DOOR | FALSE
DOHI-266.02 | DOOR: hinged, 2 leaves, 2000 clear opening, fully glazed, framed, with integral blinds |  |  | 1 | DOOR | FALSE
DOHI-266.03 | DOOR: hinged, 2 leaves, 2000 clear opening, fully glazed, framed, with switchable glass |  |  | 1 | DOOR | FALSE
DOHI-267 | DOOR: hinged, 2 leaves, 2100 clear opening, fully glazed, framed |  |  | 1 | DOOR | FALSE
DOHI-267.01 | DOOR: hinged, 2 leaves, 2100 clear opening, fully glazed, framed |  |  | 1 | DOOR | FALSE
DOHI-267.02 | DOOR: hinged, 2 leaves, 2100 clear opening, fully glazed, framed, with integral blinds |  |  | 1 | DOOR | FALSE
DOHI-267.03 | DOOR: hinged, 2 leaves, 2100 clear opening, fully glazed, framed, with switchable glass |  |  | 1 | DOOR | FALSE
DOHI-268 | DOOR: hinged, 2 leaves, 2200 clear opening, fully glazed, framed |  |  | 1 | DOOR | FALSE
DOHI-268.01 | DOOR: hinged, 2 leaves, 2200 clear opening, fully glazed, framed |  |  | 1 | DOOR | FALSE
DOHI-268.02 | DOOR: hinged, 2 leaves, 2200 clear opening, fully glazed, framed, with integral blinds |  |  | 1 | DOOR | FALSE
DOHI-268.03 | DOOR: hinged, 2 leaves, 2200 clear opening, fully glazed, framed, with switchable glass |  |  | 1 | DOOR | FALSE
DOHI-269 | DOOR: hinged, 2 leaves, 2300 clear opening, fully glazed, framed |  |  | 1 | DOOR | FALSE
DOHI-269.01 | DOOR: hinged, 2 leaves, 2300 clear opening, fully glazed, framed |  |  | 1 | DOOR | FALSE
DOHI-269.02 | DOOR: hinged, 2 leaves, 2300 clear opening, fully glazed, framed, with integral blinds |  |  | 1 | DOOR | FALSE
DOHI-269.03 | DOOR: hinged, 2 leaves, 2300 clear opening, fully glazed, framed, with switchable glass |  |  | 1 | DOOR | FALSE
DOHI-271 | DOOR: hinged, 2 leaves, 1500 clear opening, fully glazed, framed with mid-rail |  |  | 1 | DOOR | FALSE
DOHI-271.01 | DOOR: hinged, 2 leaves, 1500 clear opening, fully glazed, framed with mid-rail |  |  | 1 | DOOR | FALSE
DOHI-271.02 | DOOR: hinged, 2 leaves, 1500 clear opening, fully glazed, framed with mid-rail, with integral blinds |  |  | 1 | DOOR | FALSE
DOHI-271.03 | DOOR: hinged, 2 leaves, 1500 clear opening, fully glazed, framed with mid-rail, with switchable glass |  |  | 1 | DOOR | FALSE
DOHI-272 | DOOR: hinged, 2 leaves, 1600 clear opening, fully glazed, framed with mid-rail |  |  | 1 | DOOR | FALSE
DOHI-272.01 | DOOR: hinged, 2 leaves, 1600 clear opening, fully glazed, framed with mid-rail |  |  | 1 | DOOR | FALSE
DOHI-272.02 | DOOR: hinged, 2 leaves, 1600 clear opening, fully glazed, framed with mid-rail, with integral blinds |  |  | 1 | DOOR | FALSE
DOHI-272.03 | DOOR: hinged, 2 leaves, 1600 clear opening, fully glazed, framed with mid-rail, with switchable glass |  |  | 1 | DOOR | FALSE
DOHI-273 | DOOR: hinged, 2 leaves, 1700 clear opening, fully glazed, framed with mid-rail |  |  | 1 | DOOR | FALSE
DOHI-273.01 | DOOR: hinged, 2 leaves, 1700 clear opening, fully glazed, framed with mid-rail |  |  | 1 | DOOR | FALSE
DOHI-273.02 | DOOR: hinged, 2 leaves, 1700 clear opening, fully glazed, framed with mid-rail, with integral blinds |  |  | 1 | DOOR | FALSE
DOHI-273.03 | DOOR: hinged, 2 leaves, 1700 clear opening, fully glazed, framed with mid-rail, with switchable glass |  |  | 1 | DOOR | FALSE
DOHI-274 | DOOR: hinged, 2 leaves, 1800 clear opening, fully glazed, framed with mid-rail |  |  | 1 | DOOR | FALSE
DOHI-274.01 | DOOR: hinged, 2 leaves, 1800 clear opening, fully glazed, framed with mid-rail |  |  | 1 | DOOR | FALSE
DOHI-274.02 | DOOR: hinged, 2 leaves, 1800 clear opening, fully glazed, framed with mid-rail, with integral blinds |  |  | 1 | DOOR | FALSE
DOHI-274.03 | DOOR: hinged, 2 leaves, 1800 clear opening, fully glazed, framed with mid-rail, with switchable glass |  |  | 1 | DOOR | FALSE
DOHI-275 | DOOR: hinged, 2 leaves, 1900 clear opening, fully glazed, framed with mid-rail |  |  | 1 | DOOR | FALSE
DOHI-275.01 | DOOR: hinged, 2 leaves, 1900 clear opening, fully glazed, framed with mid-rail |  |  | 1 | DOOR | FALSE
DOHI-275.02 | DOOR: hinged, 2 leaves, 1900 clear opening, fully glazed, framed with mid-rail, with integral blinds |  |  | 1 | DOOR | FALSE
DOHI-275.03 | DOOR: hinged, 2 leaves, 1900 clear opening, fully glazed, framed with mid-rail, with switchable glass |  |  | 1 | DOOR | FALSE
DOHI-276 | DOOR: hinged, 2 leaves, 2000 clear opening, fully glazed, framed with mid-rail |  |  | 1 | DOOR | FALSE
DOHI-276.01 | DOOR: hinged, 2 leaves, 2000 clear opening, fully glazed, framed with mid-rail |  |  | 1 | DOOR | FALSE
DOHI-276.02 | DOOR: hinged, 2 leaves, 2000 clear opening, fully glazed, framed with mid-rail, with integral blinds |  |  | 1 | DOOR | FALSE
DOHI-276.03 | DOOR: hinged, 2 leaves, 2000 clear opening, fully glazed, framed with mid-rail, with switchable glass |  |  | 1 | DOOR | FALSE
DOHI-277 | DOOR: hinged, 2 leaves, 2100 clear opening, fully glazed, framed with mid-rail |  |  | 1 | DOOR | FALSE
DOHI-277.01 | DOOR: hinged, 2 leaves, 2100 clear opening, fully glazed, framed with mid-rail |  |  | 1 | DOOR | FALSE
DOHI-277.02 | DOOR: hinged, 2 leaves, 2100 clear opening, fully glazed, framed with mid-rail, with integral blinds |  |  | 1 | DOOR | FALSE
DOHI-277.03 | DOOR: hinged, 2 leaves, 2100 clear opening, fully glazed, framed with mid-rail, with switchable glass |  |  | 1 | DOOR | FALSE
DOHI-278 | DOOR: hinged, 2 leaves, 2200 clear opening, fully glazed, framed with mid-rail |  |  | 1 | DOOR | FALSE
DOHI-278.01 | DOOR: hinged, 2 leaves, 2200 clear opening, fully glazed, framed with mid-rail |  |  | 1 | DOOR | FALSE
DOHI-278.02 | DOOR: hinged, 2 leaves, 2200 clear opening, fully glazed, framed with mid-rail, with integral blinds |  |  | 1 | DOOR | FALSE
DOHI-278.03 | DOOR: hinged, 2 leaves, 2200 clear opening, fully glazed, framed with mid-rail, with switchable glass |  |  | 1 | DOOR | FALSE
DOHI-279 | DOOR: hinged, 2 leaves, 2300 clear opening, fully glazed, framed with mid-rail |  |  | 1 | DOOR | FALSE
DOHI-279.01 | DOOR: hinged, 2 leaves, 2300 clear opening, fully glazed, framed with mid-rail |  |  | 1 | DOOR | FALSE
DOHI-279.02 | DOOR: hinged, 2 leaves, 2300 clear opening, fully glazed, framed with mid-rail, with integral blinds |  |  | 1 | DOOR | FALSE
DOHI-279.03 | DOOR: hinged, 2 leaves, 2300 clear opening, fully glazed, framed with mid-rail, with switchable glass |  |  | 1 | DOOR | FALSE
DOHI-281 | DOOR: hinged, 2 leaves, 1500 clear opening, fully glazed, frameless |  |  | 1 | DOOR | FALSE
DOHI-282 | DOOR: hinged, 2 leaves, 1600 clear opening, fully glazed, frameless |  |  | 1 | DOOR | FALSE
DOHI-283 | DOOR: hinged, 2 leaves, 1700 clear opening, fully glazed, frameless |  |  | 1 | DOOR | FALSE
DOHI-284 | DOOR: hinged, 2 leaves, 1800 clear opening, fully glazed, frameless |  |  | 1 | DOOR | FALSE
DOHI-285 | DOOR: hinged, 2 leaves, 1900 clear opening, fully glazed, frameless |  |  | 1 | DOOR | FALSE
DOHI-286 | DOOR: hinged, 2 leaves, 2000 clear opening, fully glazed, frameless |  |  | 1 | DOOR | FALSE
DOHI-287 | DOOR: hinged, 2 leaves, 2100 clear opening, fully glazed, frameless |  |  | 1 | DOOR | FALSE
DOHI-288 | DOOR: hinged, 2 leaves, 2200 clear opening, fully glazed, frameless |  |  | 1 | DOOR | FALSE
DOHI-289 | DOOR: hinged, 2 leaves, 2300 clear opening, fully glazed, frameless |  |  | 1 | DOOR | FALSE
DOOP-001 | OPERABLE WALL: centre stack, 2400 clear opening, solid |  |  | 1 | DOOR | FALSE
DOOP-002 | OPERABLE WALL: centre stack, 3000 clear opening, solid |  |  | 1 | DOOR | FALSE
DOOP-003 | OPERABLE WALL: centre stack, 3600 clear opening, solid |  |  | 1 | DOOR | FALSE
DOOP-004 | OPERABLE WALL: centre stack, 4200 clear opening, solid |  |  | 1 | DOOR | FALSE
DOOP-005 | OPERABLE WALL: centre stack, 4800 clear opening, solid |  |  | 1 | DOOR | FALSE
DOOP-006 | OPERABLE WALL: centre stack, 6400 clear opening, solid |  |  | 1 | DOOR | FALSE
DOOP-007 | OPERABLE WALL: centre stack, 7000 clear opening, solid |  |  | 1 | DOOR | FALSE
DOOP-021 | OPERABLE WALL: centre stack, 2400 clear opening, fully glazed, framed |  |  | 1 | DOOR | FALSE
DOOP-022 | OPERABLE WALL: centre stack, 3000 clear opening, fully glazed, framed |  |  | 1 | DOOR | FALSE
DOOP-023 | OPERABLE WALL: centre stack, 3600 clear opening, fully glazed, framed |  |  | 1 | DOOR | FALSE
DOOP-024 | OPERABLE WALL: centre stack, 4200 clear opening, fully glazed, framed |  |  | 1 | DOOR | FALSE
DOOP-025 | OPERABLE WALL: centre stack, 4800 clear opening, fully glazed, framed |  |  | 1 | DOOR | FALSE
DOOP-026 | OPERABLE WALL: centre stack, 6400 clear opening, fully glazed, framed |  |  | 1 | DOOR | FALSE
DOOP-027 | OPERABLE WALL: centre stack, 7000 clear opening, fully glazed, framed |  |  | 1 | DOOR | FALSE
DOOP-041 | OPERABLE WALL: centre stack, 2400 clear opening, fully glazed, framed with mid-rail |  |  | 1 | DOOR | FALSE
DOOP-042 | OPERABLE WALL: centre stack, 3000 clear opening, fully glazed, framed with mid-rail |  |  | 1 | DOOR | FALSE
DOOP-043 | OPERABLE WALL: centre stack, 3600 clear opening, fully glazed, framed with mid-rail |  |  | 1 | DOOR | FALSE
DOOP-044 | OPERABLE WALL: centre stack, 4200 clear opening, fully glazed, framed with mid-rail |  |  | 1 | DOOR | FALSE
DOOP-045 | OPERABLE WALL: centre stack, 4800 clear opening, fully glazed, framed with mid-rail |  |  | 1 | DOOR | FALSE
DOOP-046 | OPERABLE WALL: centre stack, 6400 clear opening, fully glazed, framed with mid-rail |  |  | 1 | DOOR | FALSE
DOOP-047 | OPERABLE WALL: centre stack, 7000 clear opening, fully glazed, framed with mid-rail |  |  | 1 | DOOR | FALSE
DOOP-101 | OPERABLE WALL: side stack, 2400 clear opening, solid |  |  | 1 | DOOR | FALSE
DOOP-102 | OPERABLE WALL: side stack, 3000 clear opening, solid |  |  | 1 | DOOR | FALSE
DOOP-103 | OPERABLE WALL: side stack, 3600 clear opening, solid |  |  | 1 | DOOR | FALSE
DOOP-104 | OPERABLE WALL: side stack, 4200 clear opening, solid |  |  | 1 | DOOR | FALSE
DOOP-105 | OPERABLE WALL: side stack, 4800 clear opening, solid |  |  | 1 | DOOR | FALSE
DOOP-106 | OPERABLE WALL: side stack, 6400 clear opening, solid |  |  | 1 | DOOR | FALSE
DOOP-107 | OPERABLE WALL: side stack, 7000 clear opening, solid |  |  | 1 | DOOR | FALSE
DOOP-121 | OPERABLE WALL: side stack, 2400 clear opening, fully glazed, framed |  |  | 1 | DOOR | FALSE
DOOP-122 | OPERABLE WALL: side stack, 3000 clear opening, fully glazed, framed |  |  | 1 | DOOR | FALSE
DOOP-123 | OPERABLE WALL: side stack, 3600 clear opening, fully glazed, framed |  |  | 1 | DOOR | FALSE
DOOP-124 | OPERABLE WALL: side stack, 4200 clear opening, fully glazed, framed |  |  | 1 | DOOR | FALSE
DOOP-125 | OPERABLE WALL: side stack, 4800 clear opening, fully glazed, framed |  |  | 1 | DOOR | FALSE
DOOP-126 | OPERABLE WALL: side stack, 6400 clear opening, fully glazed, framed |  |  | 1 | DOOR | FALSE
DOOP-127 | OPERABLE WALL: side stack, 7000 clear opening, fully glazed, framed |  |  | 1 | DOOR | FALSE
DOOP-141 | OPERABLE WALL: side stack, 2400 clear opening, fully glazed, framed with mid-rail |  |  | 1 | DOOR | FALSE
DOOP-142 | OPERABLE WALL: side stack, 3000 clear opening, fully glazed, framed with mid-rail |  |  | 1 | DOOR | FALSE
DOOP-143 | OPERABLE WALL: side stack, 3600 clear opening, fully glazed, framed with mid-rail |  |  | 1 | DOOR | FALSE
DOOP-144 | OPERABLE WALL: side stack, 4200 clear opening, fully glazed, framed with mid-rail |  |  | 1 | DOOR | FALSE
DOOP-145 | OPERABLE WALL: side stack, 4800 clear opening, fully glazed, framed with mid-rail |  |  | 1 | DOOR | FALSE
DOOP-146 | OPERABLE WALL: side stack, 6400 clear opening, fully glazed, framed with mid-rail |  |  | 1 | DOOR | FALSE
DOOP-147 | OPERABLE WALL: side stack, 7000 clear opening, fully glazed, framed with mid-rail |  |  | 1 | DOOR | FALSE
DOOP-201 | OPERABLE WALL: remote stack, 2400 clear opening, solid |  |  | 1 | DOOR | FALSE
DOOP-202 | OPERABLE WALL: remote stack, 3000 clear opening, solid |  |  | 1 | DOOR | FALSE
DOOP-203 | OPERABLE WALL: remote stack, 3600 clear opening, solid |  |  | 1 | DOOR | FALSE
DOOP-204 | OPERABLE WALL: remote stack, 4200 clear opening, solid |  |  | 1 | DOOR | FALSE
DOOP-205 | OPERABLE WALL: remote stack, 4800 clear opening, solid |  |  | 1 | DOOR | FALSE
DOOP-206 | OPERABLE WALL: remote stack, 6400 clear opening, solid |  |  | 1 | DOOR | FALSE
DOOP-207 | OPERABLE WALL: remote stack, 7000 clear opening, solid |  |  | 1 | DOOR | FALSE
DOOP-221 | OPERABLE WALL: remote stack, 2400 clear opening, fully glazed, framed |  |  | 1 | DOOR | FALSE
DOOP-222 | OPERABLE WALL: remote stack, 3000 clear opening, fully glazed, framed |  |  | 1 | DOOR | FALSE
DOOP-223 | OPERABLE WALL: remote stack, 3600 clear opening, fully glazed, framed |  |  | 1 | DOOR | FALSE
DOOP-224 | OPERABLE WALL: remote stack, 4200 clear opening, fully glazed, framed |  |  | 1 | DOOR | FALSE
DOOP-225 | OPERABLE WALL: remote stack, 4800 clear opening, fully glazed, framed |  |  | 1 | DOOR | FALSE
DOOP-226 | OPERABLE WALL: remote stack, 6400 clear opening, fully glazed, framed |  |  | 1 | DOOR | FALSE
DOOP-227 | OPERABLE WALL: remote stack, 7000 clear opening, fully glazed, framed |  |  | 1 | DOOR | FALSE
DOOP-241 | OPERABLE WALL: remote stack, 2400 clear opening, fully glazed, framed with mid-rail |  |  | 1 | DOOR | FALSE
DOOP-242 | OPERABLE WALL: remote stack, 3000 clear opening, fully glazed, framed with mid-rail |  |  | 1 | DOOR | FALSE
DOOP-243 | OPERABLE WALL: remote stack, 3600 clear opening, fully glazed, framed with mid-rail |  |  | 1 | DOOR | FALSE
DOOP-244 | OPERABLE WALL: remote stack, 4200 clear opening, fully glazed, framed with mid-rail |  |  | 1 | DOOR | FALSE
DOOP-245 | OPERABLE WALL: remote stack, 4800 clear opening, fully glazed, framed with mid-rail |  |  | 1 | DOOR | FALSE
DOOP-246 | OPERABLE WALL: remote stack, 6400 clear opening, fully glazed, framed with mid-rail |  |  | 1 | DOOR | FALSE
DOOP-247 | OPERABLE WALL: remote stack, 7000 clear opening, fully glazed, framed with mid-rail |  |  | 1 | DOOR | FALSE
DOPV-001 | DOOR: pivot, 1 leaf, 800 clear opening, solid |  |  | 1 | DOOR | FALSE
DOPV-002 | DOOR: pivot, 1 leaf, 850 clear opening, solid |  |  | 1 | DOOR | FALSE
DOPV-003 | DOOR: pivot, 1 leaf, 900 clear opening, solid |  |  | 1 | DOOR | FALSE
DOPV-004 | DOOR: pivot, 1 leaf, 950 clear opening, solid |  |  | 1 | DOOR | FALSE
DOPV-005 | DOOR: pivot, 1 leaf, 1000 clear opening, solid |  |  | 1 | DOOR | FALSE
DOPV-006 | DOOR: pivot, 1 leaf, 1050 clear opening, solid |  |  | 1 | DOOR | FALSE
DOPV-007 | DOOR: pivot, 1 leaf, 1100 clear opening, solid |  |  | 1 | DOOR | FALSE
DOPV-008 | DOOR: pivot, 1 leaf, 1150 clear opening, solid |  |  | 1 | DOOR | FALSE
DOPV-009 | DOOR: pivot, 1 leaf, 1200 clear opening, solid |  |  | 1 | DOOR | FALSE
DOPV-011 | DOOR: pivot, 1 leaf, 800 clear opening, solid, standard vision panel |  |  | 1 | DOOR | FALSE
DOPV-012 | DOOR: pivot, 1 leaf, 850 clear opening, solid, standard vision panel |  |  | 1 | DOOR | FALSE
DOPV-013 | DOOR: pivot, 1 leaf, 900 clear opening, solid, standard vision panel |  |  | 1 | DOOR | FALSE
DOPV-014 | DOOR: pivot, 1 leaf, 950 clear opening, solid, standard vision panel |  |  | 1 | DOOR | FALSE
DOPV-015 | DOOR: pivot, 1 leaf, 1000 clear opening, solid, standard vision panel |  |  | 1 | DOOR | FALSE
DOPV-016 | DOOR: pivot, 1 leaf, 1050 clear opening, solid, standard vision panel |  |  | 1 | DOOR | FALSE
DOPV-017 | DOOR: pivot, 1 leaf, 1100 clear opening, solid, standard vision panel |  |  | 1 | DOOR | FALSE
DOPV-018 | DOOR: pivot, 1 leaf, 1150 clear opening, solid, standard vision panel |  |  | 1 | DOOR | FALSE
DOPV-019 | DOOR: pivot, 1 leaf, 1200 clear opening, solid, standard vision panel |  |  | 1 | DOOR | FALSE
DOPV-021 | DOOR: pivot, 1 leaf, 800 clear opening, solid, small vision panel |  |  | 1 | DOOR | FALSE
DOPV-022 | DOOR: pivot, 1 leaf, 850 clear opening, solid, small vision panel |  |  | 1 | DOOR | FALSE
DOPV-023 | DOOR: pivot, 1 leaf, 900 clear opening, solid, small vision panel |  |  | 1 | DOOR | FALSE
DOPV-024 | DOOR: pivot, 1 leaf, 950 clear opening, solid, small vision panel |  |  | 1 | DOOR | FALSE
DOPV-025 | DOOR: pivot, 1 leaf, 1000 clear opening, solid, small vision panel |  |  | 1 | DOOR | FALSE
DOPV-026 | DOOR: pivot, 1 leaf, 1050 clear opening, solid, small vision panel |  |  | 1 | DOOR | FALSE
DOPV-027 | DOOR: pivot, 1 leaf, 1100 clear opening, solid, small vision panel |  |  | 1 | DOOR | FALSE
DOPV-028 | DOOR: pivot, 1 leaf, 1150 clear opening, solid, small vision panel |  |  | 1 | DOOR | FALSE
DOPV-029 | DOOR: pivot, 1 leaf, 1200 clear opening, solid, small vision panel |  |  | 1 | DOOR | FALSE
DOPV-031 | DOOR: pivot, 1 leaf, 800 clear opening, solid, tall vision panel |  |  | 1 | DOOR | FALSE
DOPV-032 | DOOR: pivot, 1 leaf, 850 clear opening, solid, tall vision panel |  |  | 1 | DOOR | FALSE
DOPV-033 | DOOR: pivot, 1 leaf, 900 clear opening, solid, tall vision panel |  |  | 1 | DOOR | FALSE
DOPV-034 | DOOR: pivot, 1 leaf, 950 clear opening, solid, tall vision panel |  |  | 1 | DOOR | FALSE
DOPV-035 | DOOR: pivot, 1 leaf, 1000 clear opening, solid, tall vision panel |  |  | 1 | DOOR | FALSE
DOPV-036 | DOOR: pivot, 1 leaf, 1050 clear opening, solid, tall vision panel |  |  | 1 | DOOR | FALSE
DOPV-037 | DOOR: pivot, 1 leaf, 1100 clear opening, solid, tall vision panel |  |  | 1 | DOOR | FALSE
DOPV-038 | DOOR: pivot, 1 leaf, 1150 clear opening, solid, tall vision panel |  |  | 1 | DOOR | FALSE
DOPV-039 | DOOR: pivot, 1 leaf, 1200 clear opening, solid, tall vision panel |  |  | 1 | DOOR | FALSE
DOPV-041 | DOOR: pivot, 1 leaf, 800 clear opening, solid, wide vision panel |  |  | 1 | DOOR | FALSE
DOPV-042 | DOOR: pivot, 1 leaf, 850 clear opening, solid, wide vision panel |  |  | 1 | DOOR | FALSE
DOPV-043 | DOOR: pivot, 1 leaf, 900 clear opening, solid, wide vision panel |  |  | 1 | DOOR | FALSE
DOPV-044 | DOOR: pivot, 1 leaf, 950 clear opening, solid, wide vision panel |  |  | 1 | DOOR | FALSE
DOPV-045 | DOOR: pivot, 1 leaf, 1000 clear opening, solid, wide vision panel |  |  | 1 | DOOR | FALSE
DOPV-046 | DOOR: pivot, 1 leaf, 1050 clear opening, solid, wide vision panel |  |  | 1 | DOOR | FALSE
DOPV-047 | DOOR: pivot, 1 leaf, 1100 clear opening, solid, wide vision panel |  |  | 1 | DOOR | FALSE
DOPV-048 | DOOR: pivot, 1 leaf, 1150 clear opening, solid, wide vision panel |  |  | 1 | DOOR | FALSE
DOPV-049 | DOOR: pivot, 1 leaf, 1200 clear opening, solid, wide vision panel |  |  | 1 | DOOR | FALSE
DOPV-061 | DOOR: pivot, 1 leaf, 800 clear opening, fully glazed, framed |  |  | 1 | DOOR | FALSE
DOPV-062 | DOOR: pivot, 1 leaf, 850 clear opening, fully glazed, framed |  |  | 1 | DOOR | FALSE
DOPV-063 | DOOR: pivot, 1 leaf, 900 clear opening, fully glazed, framed |  |  | 1 | DOOR | FALSE
DOPV-064 | DOOR: pivot, 1 leaf, 950 clear opening, fully glazed, framed |  |  | 1 | DOOR | FALSE
DOPV-065 | DOOR: pivot, 1 leaf, 1000 clear opening, fully glazed, framed |  |  | 1 | DOOR | FALSE
DOPV-066 | DOOR: pivot, 1 leaf, 1050 clear opening, fully glazed, framed |  |  | 1 | DOOR | FALSE
DOPV-067 | DOOR: pivot, 1 leaf, 1100 clear opening, fully glazed, framed |  |  | 1 | DOOR | FALSE
DOPV-068 | DOOR: pivot, 1 leaf, 1150 clear opening, fully glazed, framed |  |  | 1 | DOOR | FALSE
DOPV-069 | DOOR: pivot, 1 leaf, 1200 clear opening, fully glazed, framed |  |  | 1 | DOOR | FALSE
DOPV-071 | DOOR: pivot, 1 leaf, 800 clear opening, fully glazed, framed with mid-rail |  |  | 1 | DOOR | FALSE
DOPV-072 | DOOR: pivot, 1 leaf, 850 clear opening, fully glazed, framed with mid-rail |  |  | 1 | DOOR | FALSE
DOPV-073 | DOOR: pivot, 1 leaf, 900 clear opening, fully glazed, framed with mid-rail |  |  | 1 | DOOR | FALSE
DOPV-074 | DOOR: pivot, 1 leaf, 950 clear opening, fully glazed, framed with mid-rail |  |  | 1 | DOOR | FALSE
DOPV-075 | DOOR: pivot, 1 leaf, 1000 clear opening, fully glazed, framed with mid-rail |  |  | 1 | DOOR | FALSE
DOPV-076 | DOOR: pivot, 1 leaf, 1050 clear opening, fully glazed, framed with mid-rail |  |  | 1 | DOOR | FALSE
DOPV-077 | DOOR: pivot, 1 leaf, 1100 clear opening, fully glazed, framed with mid-rail |  |  | 1 | DOOR | FALSE
DOPV-078 | DOOR: pivot, 1 leaf, 1150 clear opening, fully glazed, framed with mid-rail |  |  | 1 | DOOR | FALSE
DOPV-079 | DOOR: pivot, 1 leaf, 1200 clear opening, fully glazed, framed with mid-rail |  |  | 1 | DOOR | FALSE
DOPV-081 | DOOR: pivot, 1 leaf, 800 clear opening, fully glazed, frameless |  |  | 1 | DOOR | FALSE
DOPV-082 | DOOR: pivot, 1 leaf, 850 clear opening, fully glazed, frameless |  |  | 1 | DOOR | FALSE
DOPV-083 | DOOR: pivot, 1 leaf, 900 clear opening, fully glazed, frameless |  |  | 1 | DOOR | FALSE
DOPV-084 | DOOR: pivot, 1 leaf, 950 clear opening, fully glazed, frameless |  |  | 1 | DOOR | FALSE
DOPV-085 | DOOR: pivot, 1 leaf, 1000 clear opening, fully glazed, frameless |  |  | 1 | DOOR | FALSE
DOPV-086 | DOOR: pivot, 1 leaf, 1050 clear opening, fully glazed, frameless |  |  | 1 | DOOR | FALSE
DOPV-087 | DOOR: pivot, 1 leaf, 1100 clear opening, fully glazed, frameless |  |  | 1 | DOOR | FALSE
DOPV-088 | DOOR: pivot, 1 leaf, 1150 clear opening, fully glazed, frameless |  |  | 1 | DOOR | FALSE
DOPV-089 | DOOR: pivot, 1 leaf, 1200 clear opening, fully glazed, frameless |  |  | 1 | DOOR | FALSE
DOPV-201 | DOOR: pivot, 2 leaves, 1500 clear opening, solid |  |  | 1 | DOOR | FALSE
DOPV-202 | DOOR: pivot, 2 leaves, 1600 clear opening, solid |  |  | 1 | DOOR | FALSE
DOPV-203 | DOOR: pivot, 2 leaves, 1700 clear opening, solid |  |  | 1 | DOOR | FALSE
DOPV-204 | DOOR: pivot, 2 leaves, 1800 clear opening, solid |  |  | 1 | DOOR | FALSE
DOPV-205 | DOOR: pivot, 2 leaves, 1900 clear opening, solid |  |  | 1 | DOOR | FALSE
DOPV-206 | DOOR: pivot, 2 leaves, 2000 clear opening, solid |  |  | 1 | DOOR | FALSE
DOPV-207 | DOOR: pivot, 2 leaves, 2100 clear opening, solid |  |  | 1 | DOOR | FALSE
DOPV-208 | DOOR: pivot, 2 leaves, 2200 clear opening, solid |  |  | 1 | DOOR | FALSE
DOPV-209 | DOOR: pivot, 2 leaves, 2300 clear opening, solid |  |  | 1 | DOOR | FALSE
DOPV-211 | DOOR: pivot, 2 leaves, 1500 clear opening, solid, standard vision panel |  |  | 1 | DOOR | FALSE
DOPV-212 | DOOR: pivot, 2 leaves, 1600 clear opening, solid, standard vision panel |  |  | 1 | DOOR | FALSE
DOPV-213 | DOOR: pivot, 2 leaves, 1700 clear opening, solid, standard vision panel |  |  | 1 | DOOR | FALSE
DOPV-214 | DOOR: pivot, 2 leaves, 1800 clear opening, solid, standard vision panel |  |  | 1 | DOOR | FALSE
DOPV-215 | DOOR: pivot, 2 leaves, 1900 clear opening, solid, standard vision panel |  |  | 1 | DOOR | FALSE
DOPV-216 | DOOR: pivot, 2 leaves, 2000 clear opening, solid, standard vision panel |  |  | 1 | DOOR | FALSE
DOPV-217 | DOOR: pivot, 2 leaves, 2100 clear opening, solid, standard vision panel |  |  | 1 | DOOR | FALSE
DOPV-218 | DOOR: pivot, 2 leaves, 2200 clear opening, solid, standard vision panel |  |  | 1 | DOOR | FALSE
DOPV-219 | DOOR: pivot, 2 leaves, 2300 clear opening, solid, standard vision panel |  |  | 1 | DOOR | FALSE
DOPV-221 | DOOR: pivot, 2 leaves, 1500 clear opening, solid, small vision panel |  |  | 1 | DOOR | FALSE
DOPV-222 | DOOR: pivot, 2 leaves, 1600 clear opening, solid, small vision panel |  |  | 1 | DOOR | FALSE
DOPV-223 | DOOR: pivot, 2 leaves, 1700 clear opening, solid, small vision panel |  |  | 1 | DOOR | FALSE
DOPV-224 | DOOR: pivot, 2 leaves, 1800 clear opening, solid, small vision panel |  |  | 1 | DOOR | FALSE
DOPV-225 | DOOR: pivot, 2 leaves, 1900 clear opening, solid, small vision panel |  |  | 1 | DOOR | FALSE
DOPV-226 | DOOR: pivot, 2 leaves, 2000 clear opening, solid, small vision panel |  |  | 1 | DOOR | FALSE
DOPV-227 | DOOR: pivot, 2 leaves, 2100 clear opening, solid, small vision panel |  |  | 1 | DOOR | FALSE
DOPV-228 | DOOR: pivot, 2 leaves, 2200 clear opening, solid, small vision panel |  |  | 1 | DOOR | FALSE
DOPV-229 | DOOR: pivot, 2 leaves, 2300 clear opening, solid, small vision panel |  |  | 1 | DOOR | FALSE
DOPV-231 | DOOR: pivot, 2 leaves, 1500 clear opening, solid, tall vision panel |  |  | 1 | DOOR | FALSE
DOPV-232 | DOOR: pivot, 2 leaves, 1600 clear opening, solid, tall vision panel |  |  | 1 | DOOR | FALSE
DOPV-233 | DOOR: pivot, 2 leaves, 1700 clear opening, solid, tall vision panel |  |  | 1 | DOOR | FALSE
DOPV-234 | DOOR: pivot, 2 leaves, 1800 clear opening, solid, tall vision panel |  |  | 1 | DOOR | FALSE
DOPV-235 | DOOR: pivot, 2 leaves, 1900 clear opening, solid, tall vision panel |  |  | 1 | DOOR | FALSE
DOPV-236 | DOOR: pivot, 2 leaves, 2000 clear opening, solid, tall vision panel |  |  | 1 | DOOR | FALSE
DOPV-237 | DOOR: pivot, 2 leaves, 2100 clear opening, solid, tall vision panel |  |  | 1 | DOOR | FALSE
DOPV-238 | DOOR: pivot, 2 leaves, 2200 clear opening, solid, tall vision panel |  |  | 1 | DOOR | FALSE
DOPV-239 | DOOR: pivot, 2 leaves, 2300 clear opening, solid, tall vision panel |  |  | 1 | DOOR | FALSE
DOPV-241 | DOOR: pivot, 2 leaves, 1500 clear opening, solid, wide vision panel |  |  | 1 | DOOR | FALSE
DOPV-242 | DOOR: pivot, 2 leaves, 1600 clear opening, solid, wide vision panel |  |  | 1 | DOOR | FALSE
DOPV-243 | DOOR: pivot, 2 leaves, 1700 clear opening, solid, wide vision panel |  |  | 1 | DOOR | FALSE
DOPV-244 | DOOR: pivot, 2 leaves, 1800 clear opening, solid, wide vision panel |  |  | 1 | DOOR | FALSE
DOPV-245 | DOOR: pivot, 2 leaves, 1900 clear opening, solid, wide vision panel |  |  | 1 | DOOR | FALSE
DOPV-246 | DOOR: pivot, 2 leaves, 2000 clear opening, solid, wide vision panel |  |  | 1 | DOOR | FALSE
DOPV-247 | DOOR: pivot, 2 leaves, 2100 clear opening, solid, wide vision panel |  |  | 1 | DOOR | FALSE
DOPV-248 | DOOR: pivot, 2 leaves, 2200 clear opening, solid, wide vision panel |  |  | 1 | DOOR | FALSE
DOPV-249 | DOOR: pivot, 2 leaves, 2300 clear opening, solid, wide vision panel |  |  | 1 | DOOR | FALSE
DOPV-261 | DOOR: pivot, 2 leaves, 1500 clear opening, fully glazed, framed |  |  | 1 | DOOR | FALSE
DOPV-262 | DOOR: pivot, 2 leaves, 1600 clear opening, fully glazed, framed |  |  | 1 | DOOR | FALSE
DOPV-263 | DOOR: pivot, 2 leaves, 1700 clear opening, fully glazed, framed |  |  | 1 | DOOR | FALSE
DOPV-264 | DOOR: pivot, 2 leaves, 1800 clear opening, fully glazed, framed |  |  | 1 | DOOR | FALSE
DOPV-265 | DOOR: pivot, 2 leaves, 1900 clear opening, fully glazed, framed |  |  | 1 | DOOR | FALSE
DOPV-266 | DOOR: pivot, 2 leaves, 2000 clear opening, fully glazed, framed |  |  | 1 | DOOR | FALSE
DOPV-267 | DOOR: pivot, 2 leaves, 2100 clear opening, fully glazed, framed |  |  | 1 | DOOR | FALSE
DOPV-268 | DOOR: pivot, 2 leaves, 2200 clear opening, fully glazed, framed |  |  | 1 | DOOR | FALSE
DOPV-269 | DOOR: pivot, 2 leaves, 2300 clear opening, fully glazed, framed |  |  | 1 | DOOR | FALSE
DOPV-271 | DOOR: pivot, 2 leaves, 1500 clear opening, fully glazed, framed with mid-rail |  |  | 1 | DOOR | FALSE
DOPV-272 | DOOR: pivot, 2 leaves, 1600 clear opening, fully glazed, framed with mid-rail |  |  | 1 | DOOR | FALSE
DOPV-273 | DOOR: pivot, 2 leaves, 1700 clear opening, fully glazed, framed with mid-rail |  |  | 1 | DOOR | FALSE
DOPV-274 | DOOR: pivot, 2 leaves, 1800 clear opening, fully glazed, framed with mid-rail |  |  | 1 | DOOR | FALSE
DOPV-275 | DOOR: pivot, 2 leaves, 1900 clear opening, fully glazed, framed with mid-rail |  |  | 1 | DOOR | FALSE
DOPV-276 | DOOR: pivot, 2 leaves, 2000 clear opening, fully glazed, framed with mid-rail |  |  | 1 | DOOR | FALSE
DOPV-277 | DOOR: pivot, 2 leaves, 2100 clear opening, fully glazed, framed with mid-rail |  |  | 1 | DOOR | FALSE
DOPV-278 | DOOR: pivot, 2 leaves, 2200 clear opening, fully glazed, framed with mid-rail |  |  | 1 | DOOR | FALSE
DOPV-279 | DOOR: pivot, 2 leaves, 2300 clear opening, fully glazed, framed with mid-rail |  |  | 1 | DOOR | FALSE
DOPV-281 | DOOR: pivot, 2 leaves, 1500 clear opening, fully glazed, frameless |  |  | 1 | DOOR | FALSE
DOPV-282 | DOOR: pivot, 2 leaves, 1600 clear opening, fully glazed, frameless |  |  | 1 | DOOR | FALSE
DOPV-283 | DOOR: pivot, 2 leaves, 1700 clear opening, fully glazed, frameless |  |  | 1 | DOOR | FALSE
DOPV-284 | DOOR: pivot, 2 leaves, 1800 clear opening, fully glazed, frameless |  |  | 1 | DOOR | FALSE
DOPV-285 | DOOR: pivot, 2 leaves, 1900 clear opening, fully glazed, frameless |  |  | 1 | DOOR | FALSE
DOPV-286 | DOOR: pivot, 2 leaves, 2000 clear opening, fully glazed, frameless |  |  | 1 | DOOR | FALSE
DOPV-287 | DOOR: pivot, 2 leaves, 2100 clear opening, fully glazed, frameless |  |  | 1 | DOOR | FALSE
DOPV-288 | DOOR: pivot, 2 leaves, 2200 clear opening, fully glazed, frameless |  |  | 1 | DOOR | FALSE
DOPV-289 | DOOR: pivot, 2 leaves, 2300 clear opening, fully glazed, frameless |  |  | 1 | DOOR | FALSE
DORO-009 | DOOR: roller shutter, 950 clear opening |  |  | 1 | DOOR | FALSE
DORO-009.01 | DOOR: roller shutter, 950 clear opening, aluminium, solid |  |  | 1 | DOOR | FALSE
DORO-009.02 | DOOR: roller shutter, 950 clear opening, aluminium, perforated |  |  | 1 | DOOR | FALSE
DORO-009.03 | DOOR: roller shutter, 950 clear opening, aluminium, slotted |  |  | 1 | DOOR | FALSE
DORO-009.04 | DOOR: roller shutter, 950 clear opening, aluminium, solid / perforated |  |  | 1 | DOOR | FALSE
DORO-009.05 | DOOR: roller shutter, 950 clear opening, aluminium, solid / slotted |  |  | 1 | DOOR | FALSE
DORO-009.06 | DOOR: roller shutter, 950 clear opening, aluminium, grille |  |  | 1 | DOOR | FALSE
DORO-009.07 | DOOR: roller shutter, 950 clear opening, steel, solid |  |  | 1 | DOOR | FALSE
DORO-009.08 | DOOR: roller shutter, 950 clear opening, steel, solid, fire rated |  |  | 1 | DOOR | FALSE
DORO-009.09 | DOOR: roller shutter, 950 clear opening, steel, perforated |  |  | 1 | DOOR | FALSE
DORO-009.10 | DOOR: roller shutter, 950 clear opening, steel, slotted |  |  | 1 | DOOR | FALSE
DORO-009.11 | DOOR: roller shutter, 950 clear opening, steel, solid / perforated |  |  | 1 | DOOR | FALSE
DORO-009.12 | DOOR: roller shutter, 950 clear opening, steel, solid / slotted |  |  | 1 | DOOR | FALSE
DORO-009.13 | DOOR: roller shutter, 950 clear opening, steel, grille |  |  | 1 | DOOR | FALSE
DORO-009.14 | DOOR: roller shutter, 950 clear opening, polycarbonate |  |  | 1 | DOOR | FALSE
DORO-010 | DOOR: roller shutter, 1000 clear opening | DWWH-003; DWWH-004 | SHUTTER: roller, automatic; SHUTTER: roller, manual | 1 | DOOR | FALSE
DORO-010.01 | DOOR: roller shutter, 1000 clear opening, aluminium, solid |  |  | 1 | DOOR | FALSE
DORO-010.02 | DOOR: roller shutter, 1000 clear opening, aluminium, perforated |  |  | 1 | DOOR | FALSE
DORO-010.03 | DOOR: roller shutter, 1000 clear opening, aluminium, slotted |  |  | 1 | DOOR | FALSE
DORO-010.04 | DOOR: roller shutter, 1000 clear opening, aluminium, solid / perforated |  |  | 1 | DOOR | FALSE
DORO-010.05 | DOOR: roller shutter, 1000 clear opening, aluminium, solid / slotted |  |  | 1 | DOOR | FALSE
DORO-010.06 | DOOR: roller shutter, 1000 clear opening, aluminium, grille |  |  | 1 | DOOR | FALSE
DORO-010.07 | DOOR: roller shutter, 1000 clear opening, steel, solid |  |  | 1 | DOOR | FALSE
DORO-010.08 | DOOR: roller shutter, 1000 clear opening, steel, solid, fire rated |  |  | 1 | DOOR | FALSE
DORO-010.09 | DOOR: roller shutter, 1000 clear opening, steel, perforated |  |  | 1 | DOOR | FALSE
DORO-010.10 | DOOR: roller shutter, 1000 clear opening, steel, slotted |  |  | 1 | DOOR | FALSE
DORO-010.11 | DOOR: roller shutter, 1000 clear opening, steel, solid / perforated |  |  | 1 | DOOR | FALSE
DORO-010.12 | DOOR: roller shutter, 1000 clear opening, steel, solid / slotted |  |  | 1 | DOOR | FALSE
DORO-010.13 | DOOR: roller shutter, 1000 clear opening, steel, grille |  |  | 1 | DOOR | FALSE
DORO-010.14 | DOOR: roller shutter, 1000 clear opening, polycarbonate |  |  | 1 | DOOR | FALSE
DORO-011 | DOOR: roller shutter, 1100 clear opening |  |  | 1 | DOOR | FALSE
DORO-011.01 | DOOR: roller shutter, 1100 clear opening, aluminium, solid |  |  | 1 | DOOR | FALSE
DORO-011.02 | DOOR: roller shutter, 1100 clear opening, aluminium, perforated |  |  | 1 | DOOR | FALSE
DORO-011.03 | DOOR: roller shutter, 1100 clear opening, aluminium, slotted |  |  | 1 | DOOR | FALSE
DORO-011.04 | DOOR: roller shutter, 1100 clear opening, aluminium, solid / perforated |  |  | 1 | DOOR | FALSE
DORO-011.05 | DOOR: roller shutter, 1100 clear opening, aluminium, solid / slotted |  |  | 1 | DOOR | FALSE
DORO-011.06 | DOOR: roller shutter, 1100 clear opening, aluminium, grille |  |  | 1 | DOOR | FALSE
DORO-011.07 | DOOR: roller shutter, 1100 clear opening, steel, solid |  |  | 1 | DOOR | FALSE
DORO-011.08 | DOOR: roller shutter, 1100 clear opening, steel, solid, fire rated |  |  | 1 | DOOR | FALSE
DORO-011.09 | DOOR: roller shutter, 1100 clear opening, steel, perforated |  |  | 1 | DOOR | FALSE
DORO-011.10 | DOOR: roller shutter, 1100 clear opening, steel, slotted |  |  | 1 | DOOR | FALSE
DORO-011.11 | DOOR: roller shutter, 1100 clear opening, steel, solid / perforated |  |  | 1 | DOOR | FALSE
DORO-011.12 | DOOR: roller shutter, 1100 clear opening, steel, solid / slotted |  |  | 1 | DOOR | FALSE
DORO-011.13 | DOOR: roller shutter, 1100 clear opening, steel, grille |  |  | 1 | DOOR | FALSE
DORO-011.14 | DOOR: roller shutter, 1100 clear opening, polycarbonate |  |  | 1 | DOOR | FALSE
DORO-012 | DOOR: roller shutter, 1200 clear opening |  |  | 1 | DOOR | FALSE
DORO-012.01 | DOOR: roller shutter, 1200 clear opening, aluminium, solid |  |  | 1 | DOOR | FALSE
DORO-012.02 | DOOR: roller shutter, 1200 clear opening, aluminium, perforated |  |  | 1 | DOOR | FALSE
DORO-012.03 | DOOR: roller shutter, 1200 clear opening, aluminium, slotted |  |  | 1 | DOOR | FALSE
DORO-012.04 | DOOR: roller shutter, 1200 clear opening, aluminium, solid / perforated |  |  | 1 | DOOR | FALSE
DORO-012.05 | DOOR: roller shutter, 1200 clear opening, aluminium, solid / slotted |  |  | 1 | DOOR | FALSE
DORO-012.06 | DOOR: roller shutter, 1200 clear opening, aluminium, grille |  |  | 1 | DOOR | FALSE
DORO-012.07 | DOOR: roller shutter, 1200 clear opening, steel, solid |  |  | 1 | DOOR | FALSE
DORO-012.08 | DOOR: roller shutter, 1200 clear opening, steel, solid, fire rated |  |  | 1 | DOOR | FALSE
DORO-012.09 | DOOR: roller shutter, 1200 clear opening, steel, perforated |  |  | 1 | DOOR | FALSE
DORO-012.10 | DOOR: roller shutter, 1200 clear opening, steel, slotted |  |  | 1 | DOOR | FALSE
DORO-012.11 | DOOR: roller shutter, 1200 clear opening, steel, solid / perforated |  |  | 1 | DOOR | FALSE
DORO-012.12 | DOOR: roller shutter, 1200 clear opening, steel, solid / slotted |  |  | 1 | DOOR | FALSE
DORO-012.13 | DOOR: roller shutter, 1200 clear opening, steel, grille |  |  | 1 | DOOR | FALSE
DORO-012.14 | DOOR: roller shutter, 1200 clear opening, polycarbonate |  |  | 1 | DOOR | FALSE
DORO-013 | DOOR: roller shutter, 1300 clear opening |  |  | 1 | DOOR | FALSE
DORO-013.01 | DOOR: roller shutter, 1300 clear opening, aluminium, solid |  |  | 1 | DOOR | FALSE
DORO-013.02 | DOOR: roller shutter, 1300 clear opening, aluminium, perforated |  |  | 1 | DOOR | FALSE
DORO-013.03 | DOOR: roller shutter, 1300 clear opening, aluminium, slotted |  |  | 1 | DOOR | FALSE
DORO-013.04 | DOOR: roller shutter, 1300 clear opening, aluminium, solid / perforated |  |  | 1 | DOOR | FALSE
DORO-013.05 | DOOR: roller shutter, 1300 clear opening, aluminium, solid / slotted |  |  | 1 | DOOR | FALSE
DORO-013.06 | DOOR: roller shutter, 1300 clear opening, aluminium, grille |  |  | 1 | DOOR | FALSE
DORO-013.07 | DOOR: roller shutter, 1300 clear opening, steel, solid |  |  | 1 | DOOR | FALSE
DORO-013.08 | DOOR: roller shutter, 1300 clear opening, steel, solid, fire rated |  |  | 1 | DOOR | FALSE
DORO-013.09 | DOOR: roller shutter, 1300 clear opening, steel, perforated |  |  | 1 | DOOR | FALSE
DORO-013.10 | DOOR: roller shutter, 1300 clear opening, steel, slotted |  |  | 1 | DOOR | FALSE
DORO-013.11 | DOOR: roller shutter, 1300 clear opening, steel, solid / perforated |  |  | 1 | DOOR | FALSE
DORO-013.12 | DOOR: roller shutter, 1300 clear opening, steel, solid / slotted |  |  | 1 | DOOR | FALSE
DORO-013.13 | DOOR: roller shutter, 1300 clear opening, steel, grille |  |  | 1 | DOOR | FALSE
DORO-013.14 | DOOR: roller shutter, 1300 clear opening, polycarbonate |  |  | 1 | DOOR | FALSE
DORO-014 | DOOR: roller shutter, 1400 clear opening |  |  | 1 | DOOR | FALSE
DORO-014.01 | DOOR: roller shutter, 1400 clear opening, aluminium, solid |  |  | 1 | DOOR | FALSE
DORO-014.02 | DOOR: roller shutter, 1400 clear opening, aluminium, perforated |  |  | 1 | DOOR | FALSE
DORO-014.03 | DOOR: roller shutter, 1400 clear opening, aluminium, slotted |  |  | 1 | DOOR | FALSE
DORO-014.04 | DOOR: roller shutter, 1400 clear opening, aluminium, solid / perforated |  |  | 1 | DOOR | FALSE
DORO-014.05 | DOOR: roller shutter, 1400 clear opening, aluminium, solid / slotted |  |  | 1 | DOOR | FALSE
DORO-014.06 | DOOR: roller shutter, 1400 clear opening, aluminium, grille |  |  | 1 | DOOR | FALSE
DORO-014.07 | DOOR: roller shutter, 1400 clear opening, steel, solid |  |  | 1 | DOOR | FALSE
DORO-014.08 | DOOR: roller shutter, 1400 clear opening, steel, solid, fire rated |  |  | 1 | DOOR | FALSE
DORO-014.09 | DOOR: roller shutter, 1400 clear opening, steel, perforated |  |  | 1 | DOOR | FALSE
DORO-014.10 | DOOR: roller shutter, 1400 clear opening, steel, slotted |  |  | 1 | DOOR | FALSE
DORO-014.11 | DOOR: roller shutter, 1400 clear opening, steel, solid / perforated |  |  | 1 | DOOR | FALSE
DORO-014.12 | DOOR: roller shutter, 1400 clear opening, steel, solid / slotted |  |  | 1 | DOOR | FALSE
DORO-014.13 | DOOR: roller shutter, 1400 clear opening, steel, grille |  |  | 1 | DOOR | FALSE
DORO-014.14 | DOOR: roller shutter, 1400 clear opening, polycarbonate |  |  | 1 | DOOR | FALSE
DORO-015 | DOOR: roller shutter, 1500 clear opening |  |  | 1 | DOOR | FALSE
DORO-015.01 | DOOR: roller shutter, 1500 clear opening, aluminium, solid |  |  | 1 | DOOR | FALSE
DORO-015.02 | DOOR: roller shutter, 1500 clear opening, aluminium, perforated |  |  | 1 | DOOR | FALSE
DORO-015.03 | DOOR: roller shutter, 1500 clear opening, aluminium, slotted |  |  | 1 | DOOR | FALSE
DORO-015.04 | DOOR: roller shutter, 1500 clear opening, aluminium, solid / perforated |  |  | 1 | DOOR | FALSE
DORO-015.05 | DOOR: roller shutter, 1500 clear opening, aluminium, solid / slotted |  |  | 1 | DOOR | FALSE
DORO-015.06 | DOOR: roller shutter, 1500 clear opening, aluminium, grille |  |  | 1 | DOOR | FALSE
DORO-015.07 | DOOR: roller shutter, 1500 clear opening, steel, solid |  |  | 1 | DOOR | FALSE
DORO-015.08 | DOOR: roller shutter, 1500 clear opening, steel, solid, fire rated |  |  | 1 | DOOR | FALSE
DORO-015.09 | DOOR: roller shutter, 1500 clear opening, steel, perforated |  |  | 1 | DOOR | FALSE
DORO-015.10 | DOOR: roller shutter, 1500 clear opening, steel, slotted |  |  | 1 | DOOR | FALSE
DORO-015.11 | DOOR: roller shutter, 1500 clear opening, steel, solid / perforated |  |  | 1 | DOOR | FALSE
DORO-015.12 | DOOR: roller shutter, 1500 clear opening, steel, solid / slotted |  |  | 1 | DOOR | FALSE
DORO-015.13 | DOOR: roller shutter, 1500 clear opening, steel, grille |  |  | 1 | DOOR | FALSE
DORO-015.14 | DOOR: roller shutter, 1500 clear opening, polycarbonate |  |  | 1 | DOOR | FALSE
DORO-016 | DOOR: roller shutter, 1600 clear opening |  |  | 1 | DOOR | FALSE
DORO-016.01 | DOOR: roller shutter, 1600 clear opening, aluminium, solid |  |  | 1 | DOOR | FALSE
DORO-016.02 | DOOR: roller shutter, 1600 clear opening, aluminium, perforated |  |  | 1 | DOOR | FALSE
DORO-016.03 | DOOR: roller shutter, 1600 clear opening, aluminium, slotted |  |  | 1 | DOOR | FALSE
DORO-016.04 | DOOR: roller shutter, 1600 clear opening, aluminium, solid / perforated |  |  | 1 | DOOR | FALSE
DORO-016.05 | DOOR: roller shutter, 1600 clear opening, aluminium, solid / slotted |  |  | 1 | DOOR | FALSE
DORO-016.06 | DOOR: roller shutter, 1600 clear opening, aluminium, grille |  |  | 1 | DOOR | FALSE
DORO-016.07 | DOOR: roller shutter, 1600 clear opening, steel, solid |  |  | 1 | DOOR | FALSE
DORO-016.08 | DOOR: roller shutter, 1600 clear opening, steel, solid, fire rated |  |  | 1 | DOOR | FALSE
DORO-016.09 | DOOR: roller shutter, 1600 clear opening, steel, perforated |  |  | 1 | DOOR | FALSE
DORO-016.10 | DOOR: roller shutter, 1600 clear opening, steel, slotted |  |  | 1 | DOOR | FALSE
DORO-016.11 | DOOR: roller shutter, 1600 clear opening, steel, solid / perforated |  |  | 1 | DOOR | FALSE
DORO-016.12 | DOOR: roller shutter, 1600 clear opening, steel, solid / slotted |  |  | 1 | DOOR | FALSE
DORO-016.13 | DOOR: roller shutter, 1600 clear opening, steel, grille |  |  | 1 | DOOR | FALSE
DORO-016.14 | DOOR: roller shutter, 1600 clear opening, polycarbonate |  |  | 1 | DOOR | FALSE
DORO-017 | DOOR: roller shutter, 1700 clear opening |  |  | 1 | DOOR | FALSE
DORO-017.01 | DOOR: roller shutter, 1700 clear opening, aluminium, solid |  |  | 1 | DOOR | FALSE
DORO-017.02 | DOOR: roller shutter, 1700 clear opening, aluminium, perforated |  |  | 1 | DOOR | FALSE
DORO-017.03 | DOOR: roller shutter, 1700 clear opening, aluminium, slotted |  |  | 1 | DOOR | FALSE
DORO-017.04 | DOOR: roller shutter, 1700 clear opening, aluminium, solid / perforated |  |  | 1 | DOOR | FALSE
DORO-017.05 | DOOR: roller shutter, 1700 clear opening, aluminium, solid / slotted |  |  | 1 | DOOR | FALSE
DORO-017.06 | DOOR: roller shutter, 1700 clear opening, aluminium, grille |  |  | 1 | DOOR | FALSE
DORO-017.07 | DOOR: roller shutter, 1700 clear opening, steel, solid |  |  | 1 | DOOR | FALSE
DORO-017.08 | DOOR: roller shutter, 1700 clear opening, steel, solid, fire rated |  |  | 1 | DOOR | FALSE
DORO-017.09 | DOOR: roller shutter, 1700 clear opening, steel, perforated |  |  | 1 | DOOR | FALSE
DORO-017.10 | DOOR: roller shutter, 1700 clear opening, steel, slotted |  |  | 1 | DOOR | FALSE
DORO-017.11 | DOOR: roller shutter, 1700 clear opening, steel, solid / perforated |  |  | 1 | DOOR | FALSE
DORO-017.12 | DOOR: roller shutter, 1700 clear opening, steel, solid / slotted |  |  | 1 | DOOR | FALSE
DORO-017.13 | DOOR: roller shutter, 1700 clear opening, steel, grille |  |  | 1 | DOOR | FALSE
DORO-017.14 | DOOR: roller shutter, 1700 clear opening, polycarbonate |  |  | 1 | DOOR | FALSE
DORO-018 | DOOR: roller shutter, 1800 clear opening |  |  | 1 | DOOR | FALSE
DORO-018.01 | DOOR: roller shutter, 1800 clear opening, aluminium, solid |  |  | 1 | DOOR | FALSE
DORO-018.02 | DOOR: roller shutter, 1800 clear opening, aluminium, perforated |  |  | 1 | DOOR | FALSE
DORO-018.03 | DOOR: roller shutter, 1800 clear opening, aluminium, slotted |  |  | 1 | DOOR | FALSE
DORO-018.04 | DOOR: roller shutter, 1800 clear opening, aluminium, solid / perforated |  |  | 1 | DOOR | FALSE
DORO-018.05 | DOOR: roller shutter, 1800 clear opening, aluminium, solid / slotted |  |  | 1 | DOOR | FALSE
DORO-018.06 | DOOR: roller shutter, 1800 clear opening, aluminium, grille |  |  | 1 | DOOR | FALSE
DORO-018.07 | DOOR: roller shutter, 1800 clear opening, steel, solid |  |  | 1 | DOOR | FALSE
DORO-018.08 | DOOR: roller shutter, 1800 clear opening, steel, solid, fire rated |  |  | 1 | DOOR | FALSE
DORO-018.09 | DOOR: roller shutter, 1800 clear opening, steel, perforated |  |  | 1 | DOOR | FALSE
DORO-018.10 | DOOR: roller shutter, 1800 clear opening, steel, slotted |  |  | 1 | DOOR | FALSE
DORO-018.11 | DOOR: roller shutter, 1800 clear opening, steel, solid / perforated |  |  | 1 | DOOR | FALSE
DORO-018.12 | DOOR: roller shutter, 1800 clear opening, steel, solid / slotted |  |  | 1 | DOOR | FALSE
DORO-018.13 | DOOR: roller shutter, 1800 clear opening, steel, grille |  |  | 1 | DOOR | FALSE
DORO-018.14 | DOOR: roller shutter, 1800 clear opening, polycarbonate |  |  | 1 | DOOR | FALSE
DORO-019 | DOOR: roller shutter, 1900 clear opening |  |  | 1 | DOOR | FALSE
DORO-019.01 | DOOR: roller shutter, 1900 clear opening, aluminium, solid |  |  | 1 | DOOR | FALSE
DORO-019.02 | DOOR: roller shutter, 1900 clear opening, aluminium, perforated |  |  | 1 | DOOR | FALSE
DORO-019.03 | DOOR: roller shutter, 1900 clear opening, aluminium, slotted |  |  | 1 | DOOR | FALSE
DORO-019.04 | DOOR: roller shutter, 1900 clear opening, aluminium, solid / perforated |  |  | 1 | DOOR | FALSE
DORO-019.05 | DOOR: roller shutter, 1900 clear opening, aluminium, solid / slotted |  |  | 1 | DOOR | FALSE
DORO-019.06 | DOOR: roller shutter, 1900 clear opening, aluminium, grille |  |  | 1 | DOOR | FALSE
DORO-019.07 | DOOR: roller shutter, 1900 clear opening, steel, solid |  |  | 1 | DOOR | FALSE
DORO-019.08 | DOOR: roller shutter, 1900 clear opening, steel, solid, fire rated |  |  | 1 | DOOR | FALSE
DORO-019.09 | DOOR: roller shutter, 1900 clear opening, steel, perforated |  |  | 1 | DOOR | FALSE
DORO-019.10 | DOOR: roller shutter, 1900 clear opening, steel, slotted |  |  | 1 | DOOR | FALSE
DORO-019.11 | DOOR: roller shutter, 1900 clear opening, steel, solid / perforated |  |  | 1 | DOOR | FALSE
DORO-019.12 | DOOR: roller shutter, 1900 clear opening, steel, solid / slotted |  |  | 1 | DOOR | FALSE
DORO-019.13 | DOOR: roller shutter, 1900 clear opening, steel, grille |  |  | 1 | DOOR | FALSE
DORO-019.14 | DOOR: roller shutter, 1900 clear opening, polycarbonate |  |  | 1 | DOOR | FALSE
DORO-020 | DOOR: roller shutter, 2000 clear opening |  |  | 1 | DOOR | FALSE
DORO-020.01 | DOOR: roller shutter, 2000 clear opening, aluminium, solid |  |  | 1 | DOOR | FALSE
DORO-020.02 | DOOR: roller shutter, 2000 clear opening, aluminium, perforated |  |  | 1 | DOOR | FALSE
DORO-020.03 | DOOR: roller shutter, 2000 clear opening, aluminium, slotted |  |  | 1 | DOOR | FALSE
DORO-020.04 | DOOR: roller shutter, 2000 clear opening, aluminium, solid / perforated |  |  | 1 | DOOR | FALSE
DORO-020.05 | DOOR: roller shutter, 2000 clear opening, aluminium, solid / slotted |  |  | 1 | DOOR | FALSE
DORO-020.06 | DOOR: roller shutter, 2000 clear opening, aluminium, grille |  |  | 1 | DOOR | FALSE
DORO-020.07 | DOOR: roller shutter, 2000 clear opening, steel, solid |  |  | 1 | DOOR | FALSE
DORO-020.08 | DOOR: roller shutter, 2000 clear opening, steel, solid, fire rated |  |  | 1 | DOOR | FALSE
DORO-020.09 | DOOR: roller shutter, 2000 clear opening, steel, perforated |  |  | 1 | DOOR | FALSE
DORO-020.10 | DOOR: roller shutter, 2000 clear opening, steel, slotted |  |  | 1 | DOOR | FALSE
DORO-020.11 | DOOR: roller shutter, 2000 clear opening, steel, solid / perforated |  |  | 1 | DOOR | FALSE
DORO-020.12 | DOOR: roller shutter, 2000 clear opening, steel, solid / slotted |  |  | 1 | DOOR | FALSE
DORO-020.13 | DOOR: roller shutter, 2000 clear opening, steel, grille |  |  | 1 | DOOR | FALSE
DORO-020.14 | DOOR: roller shutter, 2000 clear opening, polycarbonate |  |  | 1 | DOOR | FALSE
DORO-021 | DOOR: roller shutter, 2100 clear opening |  |  | 1 | DOOR | FALSE
DORO-021.01 | DOOR: roller shutter, 2100 clear opening, aluminium, solid |  |  | 1 | DOOR | FALSE
DORO-021.02 | DOOR: roller shutter, 2100 clear opening, aluminium, perforated |  |  | 1 | DOOR | FALSE
DORO-021.03 | DOOR: roller shutter, 2100 clear opening, aluminium, slotted |  |  | 1 | DOOR | FALSE
DORO-021.04 | DOOR: roller shutter, 2100 clear opening, aluminium, solid / perforated |  |  | 1 | DOOR | FALSE
DORO-021.05 | DOOR: roller shutter, 2100 clear opening, aluminium, solid / slotted |  |  | 1 | DOOR | FALSE
DORO-021.06 | DOOR: roller shutter, 2100 clear opening, aluminium, grille |  |  | 1 | DOOR | FALSE
DORO-021.07 | DOOR: roller shutter, 2100 clear opening, steel, solid |  |  | 1 | DOOR | FALSE
DORO-021.08 | DOOR: roller shutter, 2100 clear opening, steel, solid, fire rated |  |  | 1 | DOOR | FALSE
DORO-021.09 | DOOR: roller shutter, 2100 clear opening, steel, perforated |  |  | 1 | DOOR | FALSE
DORO-021.10 | DOOR: roller shutter, 2100 clear opening, steel, slotted |  |  | 1 | DOOR | FALSE
DORO-021.11 | DOOR: roller shutter, 2100 clear opening, steel, solid / perforated |  |  | 1 | DOOR | FALSE
DORO-021.12 | DOOR: roller shutter, 2100 clear opening, steel, solid / slotted |  |  | 1 | DOOR | FALSE
DORO-021.13 | DOOR: roller shutter, 2100 clear opening, steel, grille |  |  | 1 | DOOR | FALSE
DORO-021.14 | DOOR: roller shutter, 2100 clear opening, polycarbonate |  |  | 1 | DOOR | FALSE
DORO-022 | DOOR: roller shutter, 2200 clear opening |  |  | 1 | DOOR | FALSE
DORO-022.01 | DOOR: roller shutter, 2200 clear opening, aluminium, solid |  |  | 1 | DOOR | FALSE
DORO-022.02 | DOOR: roller shutter, 2200 clear opening, aluminium, perforated |  |  | 1 | DOOR | FALSE
DORO-022.03 | DOOR: roller shutter, 2200 clear opening, aluminium, slotted |  |  | 1 | DOOR | FALSE
DORO-022.04 | DOOR: roller shutter, 2200 clear opening, aluminium, solid / perforated |  |  | 1 | DOOR | FALSE
DORO-022.05 | DOOR: roller shutter, 2200 clear opening, aluminium, solid / slotted |  |  | 1 | DOOR | FALSE
DORO-022.06 | DOOR: roller shutter, 2200 clear opening, aluminium, grille |  |  | 1 | DOOR | FALSE
DORO-022.07 | DOOR: roller shutter, 2200 clear opening, steel, solid |  |  | 1 | DOOR | FALSE
DORO-022.08 | DOOR: roller shutter, 2200 clear opening, steel, solid, fire rated |  |  | 1 | DOOR | FALSE
DORO-022.09 | DOOR: roller shutter, 2200 clear opening, steel, perforated |  |  | 1 | DOOR | FALSE
DORO-022.10 | DOOR: roller shutter, 2200 clear opening, steel, slotted |  |  | 1 | DOOR | FALSE
DORO-022.11 | DOOR: roller shutter, 2200 clear opening, steel, solid / perforated |  |  | 1 | DOOR | FALSE
DORO-022.12 | DOOR: roller shutter, 2200 clear opening, steel, solid / slotted |  |  | 1 | DOOR | FALSE
DORO-022.13 | DOOR: roller shutter, 2200 clear opening, steel, grille |  |  | 1 | DOOR | FALSE
DORO-022.14 | DOOR: roller shutter, 2200 clear opening, polycarbonate |  |  | 1 | DOOR | FALSE
DORO-023 | DOOR: roller shutter, 2300 clear opening |  |  | 1 | DOOR | FALSE
DORO-023.01 | DOOR: roller shutter, 2300 clear opening, aluminium, solid |  |  | 1 | DOOR | FALSE
DORO-023.02 | DOOR: roller shutter, 2300 clear opening, aluminium, perforated |  |  | 1 | DOOR | FALSE
DORO-023.03 | DOOR: roller shutter, 2300 clear opening, aluminium, slotted |  |  | 1 | DOOR | FALSE
DORO-023.04 | DOOR: roller shutter, 2300 clear opening, aluminium, solid / perforated |  |  | 1 | DOOR | FALSE
DORO-023.05 | DOOR: roller shutter, 2300 clear opening, aluminium, solid / slotted |  |  | 1 | DOOR | FALSE
DORO-023.06 | DOOR: roller shutter, 2300 clear opening, aluminium, grille |  |  | 1 | DOOR | FALSE
DORO-023.07 | DOOR: roller shutter, 2300 clear opening, steel, solid |  |  | 1 | DOOR | FALSE
DORO-023.08 | DOOR: roller shutter, 2300 clear opening, steel, solid, fire rated |  |  | 1 | DOOR | FALSE
DORO-023.09 | DOOR: roller shutter, 2300 clear opening, steel, perforated |  |  | 1 | DOOR | FALSE
DORO-023.10 | DOOR: roller shutter, 2300 clear opening, steel, slotted |  |  | 1 | DOOR | FALSE
DORO-023.11 | DOOR: roller shutter, 2300 clear opening, steel, solid / perforated |  |  | 1 | DOOR | FALSE
DORO-023.12 | DOOR: roller shutter, 2300 clear opening, steel, solid / slotted |  |  | 1 | DOOR | FALSE
DORO-023.13 | DOOR: roller shutter, 2300 clear opening, steel, grille |  |  | 1 | DOOR | FALSE
DORO-023.14 | DOOR: roller shutter, 2300 clear opening, polycarbonate |  |  | 1 | DOOR | FALSE
DORO-024 | DOOR: roller shutter, 2400 clear opening |  |  | 1 | DOOR | FALSE
DORO-024.01 | DOOR: roller shutter, 2400 clear opening, aluminium, solid |  |  | 1 | DOOR | FALSE
DORO-024.02 | DOOR: roller shutter, 2400 clear opening, aluminium, perforated |  |  | 1 | DOOR | FALSE
DORO-024.03 | DOOR: roller shutter, 2400 clear opening, aluminium, slotted |  |  | 1 | DOOR | FALSE
DORO-024.04 | DOOR: roller shutter, 2400 clear opening, aluminium, solid / perforated |  |  | 1 | DOOR | FALSE
DORO-024.05 | DOOR: roller shutter, 2400 clear opening, aluminium, solid / slotted |  |  | 1 | DOOR | FALSE
DORO-024.06 | DOOR: roller shutter, 2400 clear opening, aluminium, grille |  |  | 1 | DOOR | FALSE
DORO-024.07 | DOOR: roller shutter, 2400 clear opening, steel, solid |  |  | 1 | DOOR | FALSE
DORO-024.08 | DOOR: roller shutter, 2400 clear opening, steel, solid, fire rated |  |  | 1 | DOOR | FALSE
DORO-024.09 | DOOR: roller shutter, 2400 clear opening, steel, perforated |  |  | 1 | DOOR | FALSE
DORO-024.10 | DOOR: roller shutter, 2400 clear opening, steel, slotted |  |  | 1 | DOOR | FALSE
DORO-024.11 | DOOR: roller shutter, 2400 clear opening, steel, solid / perforated |  |  | 1 | DOOR | FALSE
DORO-024.12 | DOOR: roller shutter, 2400 clear opening, steel, solid / slotted |  |  | 1 | DOOR | FALSE
DORO-024.13 | DOOR: roller shutter, 2400 clear opening, steel, grille |  |  | 1 | DOOR | FALSE
DORO-024.14 | DOOR: roller shutter, 2400 clear opening, polycarbonate |  |  | 1 | DOOR | FALSE
DORO-025 | DOOR: roller shutter, 2500 clear opening |  |  | 1 | DOOR | FALSE
DORO-025.01 | DOOR: roller shutter, 2500 clear opening, aluminium, solid |  |  | 1 | DOOR | FALSE
DORO-025.02 | DOOR: roller shutter, 2500 clear opening, aluminium, perforated |  |  | 1 | DOOR | FALSE
DORO-025.03 | DOOR: roller shutter, 2500 clear opening, aluminium, slotted |  |  | 1 | DOOR | FALSE
DORO-025.04 | DOOR: roller shutter, 2500 clear opening, aluminium, solid / perforated |  |  | 1 | DOOR | FALSE
DORO-025.05 | DOOR: roller shutter, 2500 clear opening, aluminium, solid / slotted |  |  | 1 | DOOR | FALSE
DORO-025.06 | DOOR: roller shutter, 2500 clear opening, aluminium, grille |  |  | 1 | DOOR | FALSE
DORO-025.07 | DOOR: roller shutter, 2500 clear opening, steel, solid |  |  | 1 | DOOR | FALSE
DORO-025.08 | DOOR: roller shutter, 2500 clear opening, steel, solid, fire rated |  |  | 1 | DOOR | FALSE
DORO-025.09 | DOOR: roller shutter, 2500 clear opening, steel, perforated |  |  | 1 | DOOR | FALSE
DORO-025.10 | DOOR: roller shutter, 2500 clear opening, steel, slotted |  |  | 1 | DOOR | FALSE
DORO-025.11 | DOOR: roller shutter, 2500 clear opening, steel, solid / perforated |  |  | 1 | DOOR | FALSE
DORO-025.12 | DOOR: roller shutter, 2500 clear opening, steel, solid / slotted |  |  | 1 | DOOR | FALSE
DORO-025.13 | DOOR: roller shutter, 2500 clear opening, steel, grille |  |  | 1 | DOOR | FALSE
DORO-025.14 | DOOR: roller shutter, 2500 clear opening, polycarbonate |  |  | 1 | DOOR | FALSE
DORO-026 | DOOR: roller shutter, 2600 clear opening |  |  | 1 | DOOR | FALSE
DORO-026.01 | DOOR: roller shutter, 2600 clear opening, aluminium, solid |  |  | 1 | DOOR | FALSE
DORO-026.02 | DOOR: roller shutter, 2600 clear opening, aluminium, perforated |  |  | 1 | DOOR | FALSE
DORO-026.03 | DOOR: roller shutter, 2600 clear opening, aluminium, slotted |  |  | 1 | DOOR | FALSE
DORO-026.04 | DOOR: roller shutter, 2600 clear opening, aluminium, solid / perforated |  |  | 1 | DOOR | FALSE
DORO-026.05 | DOOR: roller shutter, 2600 clear opening, aluminium, solid / slotted |  |  | 1 | DOOR | FALSE
DORO-026.06 | DOOR: roller shutter, 2600 clear opening, aluminium, grille |  |  | 1 | DOOR | FALSE
DORO-026.07 | DOOR: roller shutter, 2600 clear opening, steel, solid |  |  | 1 | DOOR | FALSE
DORO-026.08 | DOOR: roller shutter, 2600 clear opening, steel, solid, fire rated |  |  | 1 | DOOR | FALSE
DORO-026.09 | DOOR: roller shutter, 2600 clear opening, steel, perforated |  |  | 1 | DOOR | FALSE
DORO-026.10 | DOOR: roller shutter, 2600 clear opening, steel, slotted |  |  | 1 | DOOR | FALSE
DORO-026.11 | DOOR: roller shutter, 2600 clear opening, steel, solid / perforated |  |  | 1 | DOOR | FALSE
DORO-026.12 | DOOR: roller shutter, 2600 clear opening, steel, solid / slotted |  |  | 1 | DOOR | FALSE
DORO-026.13 | DOOR: roller shutter, 2600 clear opening, steel, grille |  |  | 1 | DOOR | FALSE
DORO-026.14 | DOOR: roller shutter, 2600 clear opening, polycarbonate |  |  | 1 | DOOR | FALSE
DORO-027 | DOOR: roller shutter, 2700 clear opening |  |  | 1 | DOOR | FALSE
DORO-027.01 | DOOR: roller shutter, 2700 clear opening, aluminium, solid |  |  | 1 | DOOR | FALSE
DORO-027.02 | DOOR: roller shutter, 2700 clear opening, aluminium, perforated |  |  | 1 | DOOR | FALSE
DORO-027.03 | DOOR: roller shutter, 2700 clear opening, aluminium, slotted |  |  | 1 | DOOR | FALSE
DORO-027.04 | DOOR: roller shutter, 2700 clear opening, aluminium, solid / perforated |  |  | 1 | DOOR | FALSE
DORO-027.05 | DOOR: roller shutter, 2700 clear opening, aluminium, solid / slotted |  |  | 1 | DOOR | FALSE
DORO-027.06 | DOOR: roller shutter, 2700 clear opening, aluminium, grille |  |  | 1 | DOOR | FALSE
DORO-027.07 | DOOR: roller shutter, 2700 clear opening, steel, solid |  |  | 1 | DOOR | FALSE
DORO-027.08 | DOOR: roller shutter, 2700 clear opening, steel, solid, fire rated |  |  | 1 | DOOR | FALSE
DORO-027.09 | DOOR: roller shutter, 2700 clear opening, steel, perforated |  |  | 1 | DOOR | FALSE
DORO-027.10 | DOOR: roller shutter, 2700 clear opening, steel, slotted |  |  | 1 | DOOR | FALSE
DORO-027.11 | DOOR: roller shutter, 2700 clear opening, steel, solid / perforated |  |  | 1 | DOOR | FALSE
DORO-027.12 | DOOR: roller shutter, 2700 clear opening, steel, solid / slotted |  |  | 1 | DOOR | FALSE
DORO-027.13 | DOOR: roller shutter, 2700 clear opening, steel, grille |  |  | 1 | DOOR | FALSE
DORO-027.14 | DOOR: roller shutter, 2700 clear opening, polycarbonate |  |  | 1 | DOOR | FALSE
DORO-028 | DOOR: roller shutter, 2800 clear opening |  |  | 1 | DOOR | FALSE
DORO-028.01 | DOOR: roller shutter, 2800 clear opening, aluminium, solid |  |  | 1 | DOOR | FALSE
DORO-028.02 | DOOR: roller shutter, 2800 clear opening, aluminium, perforated |  |  | 1 | DOOR | FALSE
DORO-028.03 | DOOR: roller shutter, 2800 clear opening, aluminium, slotted |  |  | 1 | DOOR | FALSE
DORO-028.04 | DOOR: roller shutter, 2800 clear opening, aluminium, solid / perforated |  |  | 1 | DOOR | FALSE
DORO-028.05 | DOOR: roller shutter, 2800 clear opening, aluminium, solid / slotted |  |  | 1 | DOOR | FALSE
DORO-028.06 | DOOR: roller shutter, 2800 clear opening, aluminium, grille |  |  | 1 | DOOR | FALSE
DORO-028.07 | DOOR: roller shutter, 2800 clear opening, steel, solid |  |  | 1 | DOOR | FALSE
DORO-028.08 | DOOR: roller shutter, 2800 clear opening, steel, solid, fire rated |  |  | 1 | DOOR | FALSE
DORO-028.09 | DOOR: roller shutter, 2800 clear opening, steel, perforated |  |  | 1 | DOOR | FALSE
DORO-028.10 | DOOR: roller shutter, 2800 clear opening, steel, slotted |  |  | 1 | DOOR | FALSE
DORO-028.11 | DOOR: roller shutter, 2800 clear opening, steel, solid / perforated |  |  | 1 | DOOR | FALSE
DORO-028.12 | DOOR: roller shutter, 2800 clear opening, steel, solid / slotted |  |  | 1 | DOOR | FALSE
DORO-028.13 | DOOR: roller shutter, 2800 clear opening, steel, grille |  |  | 1 | DOOR | FALSE
DORO-028.14 | DOOR: roller shutter, 2800 clear opening, polycarbonate |  |  | 1 | DOOR | FALSE
DORO-029 | DOOR: roller shutter, 2900 clear opening |  |  | 1 | DOOR | FALSE
DORO-029.01 | DOOR: roller shutter, 2900 clear opening, aluminium, solid |  |  | 1 | DOOR | FALSE
DORO-029.02 | DOOR: roller shutter, 2900 clear opening, aluminium, perforated |  |  | 1 | DOOR | FALSE
DORO-029.03 | DOOR: roller shutter, 2900 clear opening, aluminium, slotted |  |  | 1 | DOOR | FALSE
DORO-029.04 | DOOR: roller shutter, 2900 clear opening, aluminium, solid / perforated |  |  | 1 | DOOR | FALSE
DORO-029.05 | DOOR: roller shutter, 2900 clear opening, aluminium, solid / slotted |  |  | 1 | DOOR | FALSE
DORO-029.06 | DOOR: roller shutter, 2900 clear opening, aluminium, grille |  |  | 1 | DOOR | FALSE
DORO-029.07 | DOOR: roller shutter, 2900 clear opening, steel, solid |  |  | 1 | DOOR | FALSE
DORO-029.08 | DOOR: roller shutter, 2900 clear opening, steel, solid, fire rated |  |  | 1 | DOOR | FALSE
DORO-029.09 | DOOR: roller shutter, 2900 clear opening, steel, perforated |  |  | 1 | DOOR | FALSE
DORO-029.10 | DOOR: roller shutter, 2900 clear opening, steel, slotted |  |  | 1 | DOOR | FALSE
DORO-029.11 | DOOR: roller shutter, 2900 clear opening, steel, solid / perforated |  |  | 1 | DOOR | FALSE
DORO-029.12 | DOOR: roller shutter, 2900 clear opening, steel, solid / slotted |  |  | 1 | DOOR | FALSE
DORO-029.13 | DOOR: roller shutter, 2900 clear opening, steel, grille |  |  | 1 | DOOR | FALSE
DORO-029.14 | DOOR: roller shutter, 2900 clear opening, polycarbonate |  |  | 1 | DOOR | FALSE
DORO-030 | DOOR: roller shutter, 3000 clear opening |  |  | 1 | DOOR | FALSE
DORO-030.01 | DOOR: roller shutter, 3000 clear opening, aluminium, solid |  |  | 1 | DOOR | FALSE
DORO-030.02 | DOOR: roller shutter, 3000 clear opening, aluminium, perforated |  |  | 1 | DOOR | FALSE
DORO-030.03 | DOOR: roller shutter, 3000 clear opening, aluminium, slotted |  |  | 1 | DOOR | FALSE
DORO-030.04 | DOOR: roller shutter, 3000 clear opening, aluminium, solid / perforated |  |  | 1 | DOOR | FALSE
DORO-030.05 | DOOR: roller shutter, 3000 clear opening, aluminium, solid / slotted |  |  | 1 | DOOR | FALSE
DORO-030.06 | DOOR: roller shutter, 3000 clear opening, aluminium, grille |  |  | 1 | DOOR | FALSE
DORO-030.07 | DOOR: roller shutter, 3000 clear opening, steel, solid |  |  | 1 | DOOR | FALSE
DORO-030.08 | DOOR: roller shutter, 3000 clear opening, steel, solid, fire rated |  |  | 1 | DOOR | FALSE
DORO-030.09 | DOOR: roller shutter, 3000 clear opening, steel, perforated |  |  | 1 | DOOR | FALSE
DORO-030.10 | DOOR: roller shutter, 3000 clear opening, steel, slotted |  |  | 1 | DOOR | FALSE
DORO-030.11 | DOOR: roller shutter, 3000 clear opening, steel, solid / perforated |  |  | 1 | DOOR | FALSE
DORO-030.12 | DOOR: roller shutter, 3000 clear opening, steel, solid / slotted |  |  | 1 | DOOR | FALSE
DORO-030.13 | DOOR: roller shutter, 3000 clear opening, steel, grille |  |  | 1 | DOOR | FALSE
DORO-030.14 | DOOR: roller shutter, 3000 clear opening, polycarbonate |  |  | 1 | DOOR | FALSE
DORO-031 | DOOR: roller shutter, 3100 clear opening |  |  | 1 | DOOR | FALSE
DORO-031.01 | DOOR: roller shutter, 3100 clear opening, aluminium, solid |  |  | 1 | DOOR | FALSE
DORO-031.02 | DOOR: roller shutter, 3100 clear opening, aluminium, perforated |  |  | 1 | DOOR | FALSE
DORO-031.03 | DOOR: roller shutter, 3100 clear opening, aluminium, slotted |  |  | 1 | DOOR | FALSE
DORO-031.04 | DOOR: roller shutter, 3100 clear opening, aluminium, solid / perforated |  |  | 1 | DOOR | FALSE
DORO-031.05 | DOOR: roller shutter, 3100 clear opening, aluminium, solid / slotted |  |  | 1 | DOOR | FALSE
DORO-031.06 | DOOR: roller shutter, 3100 clear opening, aluminium, grille |  |  | 1 | DOOR | FALSE
DORO-031.07 | DOOR: roller shutter, 3100 clear opening, steel, solid |  |  | 1 | DOOR | FALSE
DORO-031.08 | DOOR: roller shutter, 3100 clear opening, steel, solid, fire rated |  |  | 1 | DOOR | FALSE
DORO-031.09 | DOOR: roller shutter, 3100 clear opening, steel, perforated |  |  | 1 | DOOR | FALSE
DORO-031.10 | DOOR: roller shutter, 3100 clear opening, steel, slotted |  |  | 1 | DOOR | FALSE
DORO-031.11 | DOOR: roller shutter, 3100 clear opening, steel, solid / perforated |  |  | 1 | DOOR | FALSE
DORO-031.12 | DOOR: roller shutter, 3100 clear opening, steel, solid / slotted |  |  | 1 | DOOR | FALSE
DORO-031.13 | DOOR: roller shutter, 3100 clear opening, steel, grille |  |  | 1 | DOOR | FALSE
DORO-031.14 | DOOR: roller shutter, 3100 clear opening, polycarbonate |  |  | 1 | DOOR | FALSE
DORO-032 | DOOR: roller shutter, 3200 clear opening |  |  | 1 | DOOR | FALSE
DORO-032.01 | DOOR: roller shutter, 3200 clear opening, aluminium, solid |  |  | 1 | DOOR | FALSE
DORO-032.02 | DOOR: roller shutter, 3200 clear opening, aluminium, perforated |  |  | 1 | DOOR | FALSE
DORO-032.03 | DOOR: roller shutter, 3200 clear opening, aluminium, slotted |  |  | 1 | DOOR | FALSE
DORO-032.04 | DOOR: roller shutter, 3200 clear opening, aluminium, solid / perforated |  |  | 1 | DOOR | FALSE
DORO-032.05 | DOOR: roller shutter, 3200 clear opening, aluminium, solid / slotted |  |  | 1 | DOOR | FALSE
DORO-032.06 | DOOR: roller shutter, 3200 clear opening, aluminium, grille |  |  | 1 | DOOR | FALSE
DORO-032.07 | DOOR: roller shutter, 3200 clear opening, steel, solid |  |  | 1 | DOOR | FALSE
DORO-032.08 | DOOR: roller shutter, 3200 clear opening, steel, solid, fire rated |  |  | 1 | DOOR | FALSE
DORO-032.09 | DOOR: roller shutter, 3200 clear opening, steel, perforated |  |  | 1 | DOOR | FALSE
DORO-032.10 | DOOR: roller shutter, 3200 clear opening, steel, slotted |  |  | 1 | DOOR | FALSE
DORO-032.11 | DOOR: roller shutter, 3200 clear opening, steel, solid / perforated |  |  | 1 | DOOR | FALSE
DORO-032.12 | DOOR: roller shutter, 3200 clear opening, steel, solid / slotted |  |  | 1 | DOOR | FALSE
DORO-032.13 | DOOR: roller shutter, 3200 clear opening, steel, grille |  |  | 1 | DOOR | FALSE
DORO-032.14 | DOOR: roller shutter, 3200 clear opening, polycarbonate |  |  | 1 | DOOR | FALSE
DORO-033 | DOOR: roller shutter, 3300 clear opening |  |  | 1 | DOOR | FALSE
DORO-033.01 | DOOR: roller shutter, 3300 clear opening, aluminium, solid |  |  | 1 | DOOR | FALSE
DORO-033.02 | DOOR: roller shutter, 3300 clear opening, aluminium, perforated |  |  | 1 | DOOR | FALSE
DORO-033.03 | DOOR: roller shutter, 3300 clear opening, aluminium, slotted |  |  | 1 | DOOR | FALSE
DORO-033.04 | DOOR: roller shutter, 3300 clear opening, aluminium, solid / perforated |  |  | 1 | DOOR | FALSE
DORO-033.05 | DOOR: roller shutter, 3300 clear opening, aluminium, solid / slotted |  |  | 1 | DOOR | FALSE
DORO-033.06 | DOOR: roller shutter, 3300 clear opening, aluminium, grille |  |  | 1 | DOOR | FALSE
DORO-033.07 | DOOR: roller shutter, 3300 clear opening, steel, solid |  |  | 1 | DOOR | FALSE
DORO-033.08 | DOOR: roller shutter, 3300 clear opening, steel, solid, fire rated |  |  | 1 | DOOR | FALSE
DORO-033.09 | DOOR: roller shutter, 3300 clear opening, steel, perforated |  |  | 1 | DOOR | FALSE
DORO-033.10 | DOOR: roller shutter, 3300 clear opening, steel, slotted |  |  | 1 | DOOR | FALSE
DORO-033.11 | DOOR: roller shutter, 3300 clear opening, steel, solid / perforated |  |  | 1 | DOOR | FALSE
DORO-033.12 | DOOR: roller shutter, 3300 clear opening, steel, solid / slotted |  |  | 1 | DOOR | FALSE
DORO-033.13 | DOOR: roller shutter, 3300 clear opening, steel, grille |  |  | 1 | DOOR | FALSE
DORO-033.14 | DOOR: roller shutter, 3300 clear opening, polycarbonate |  |  | 1 | DOOR | FALSE
DORO-034 | DOOR: roller shutter, 3400 clear opening |  |  | 1 | DOOR | FALSE
DORO-034.01 | DOOR: roller shutter, 3400 clear opening, aluminium, solid |  |  | 1 | DOOR | FALSE
DORO-034.02 | DOOR: roller shutter, 3400 clear opening, aluminium, perforated |  |  | 1 | DOOR | FALSE
DORO-034.03 | DOOR: roller shutter, 3400 clear opening, aluminium, slotted |  |  | 1 | DOOR | FALSE
DORO-034.04 | DOOR: roller shutter, 3400 clear opening, aluminium, solid / perforated |  |  | 1 | DOOR | FALSE
DORO-034.05 | DOOR: roller shutter, 3400 clear opening, aluminium, solid / slotted |  |  | 1 | DOOR | FALSE
DORO-034.06 | DOOR: roller shutter, 3400 clear opening, aluminium, grille |  |  | 1 | DOOR | FALSE
DORO-034.07 | DOOR: roller shutter, 3400 clear opening, steel, solid |  |  | 1 | DOOR | FALSE
DORO-034.08 | DOOR: roller shutter, 3400 clear opening, steel, solid, fire rated |  |  | 1 | DOOR | FALSE
DORO-034.09 | DOOR: roller shutter, 3400 clear opening, steel, perforated |  |  | 1 | DOOR | FALSE
DORO-034.10 | DOOR: roller shutter, 3400 clear opening, steel, slotted |  |  | 1 | DOOR | FALSE
DORO-034.11 | DOOR: roller shutter, 3400 clear opening, steel, solid / perforated |  |  | 1 | DOOR | FALSE
DORO-034.12 | DOOR: roller shutter, 3400 clear opening, steel, solid / slotted |  |  | 1 | DOOR | FALSE
DORO-034.13 | DOOR: roller shutter, 3400 clear opening, steel, grille |  |  | 1 | DOOR | FALSE
DORO-034.14 | DOOR: roller shutter, 3400 clear opening, polycarbonate |  |  | 1 | DOOR | FALSE
DORO-035 | DOOR: roller shutter, 3500 clear opening |  |  | 1 | DOOR | FALSE
DORO-035.01 | DOOR: roller shutter, 3500 clear opening, aluminium, solid |  |  | 1 | DOOR | FALSE
DORO-035.02 | DOOR: roller shutter, 3500 clear opening, aluminium, perforated |  |  | 1 | DOOR | FALSE
DORO-035.03 | DOOR: roller shutter, 3500 clear opening, aluminium, slotted |  |  | 1 | DOOR | FALSE
DORO-035.04 | DOOR: roller shutter, 3500 clear opening, aluminium, solid / perforated |  |  | 1 | DOOR | FALSE
DORO-035.05 | DOOR: roller shutter, 3500 clear opening, aluminium, solid / slotted |  |  | 1 | DOOR | FALSE
DORO-035.06 | DOOR: roller shutter, 3500 clear opening, aluminium, grille |  |  | 1 | DOOR | FALSE
DORO-035.07 | DOOR: roller shutter, 3500 clear opening, steel, solid |  |  | 1 | DOOR | FALSE
DORO-035.08 | DOOR: roller shutter, 3500 clear opening, steel, solid, fire rated |  |  | 1 | DOOR | FALSE
DORO-035.09 | DOOR: roller shutter, 3500 clear opening, steel, perforated |  |  | 1 | DOOR | FALSE
DORO-035.10 | DOOR: roller shutter, 3500 clear opening, steel, slotted |  |  | 1 | DOOR | FALSE
DORO-035.11 | DOOR: roller shutter, 3500 clear opening, steel, solid / perforated |  |  | 1 | DOOR | FALSE
DORO-035.12 | DOOR: roller shutter, 3500 clear opening, steel, solid / slotted |  |  | 1 | DOOR | FALSE
DORO-035.13 | DOOR: roller shutter, 3500 clear opening, steel, grille |  |  | 1 | DOOR | FALSE
DORO-035.14 | DOOR: roller shutter, 3500 clear opening, polycarbonate |  |  | 1 | DOOR | FALSE
DORO-036 | DOOR: roller shutter, 3600 clear opening |  |  | 1 | DOOR | FALSE
DORO-036.01 | DOOR: roller shutter, 3600 clear opening, aluminium, solid |  |  | 1 | DOOR | FALSE
DORO-036.02 | DOOR: roller shutter, 3600 clear opening, aluminium, perforated |  |  | 1 | DOOR | FALSE
DORO-036.03 | DOOR: roller shutter, 3600 clear opening, aluminium, slotted |  |  | 1 | DOOR | FALSE
DORO-036.04 | DOOR: roller shutter, 3600 clear opening, aluminium, solid / perforated |  |  | 1 | DOOR | FALSE
DORO-036.05 | DOOR: roller shutter, 3600 clear opening, aluminium, solid / slotted |  |  | 1 | DOOR | FALSE
DORO-036.06 | DOOR: roller shutter, 3600 clear opening, aluminium, grille |  |  | 1 | DOOR | FALSE
DORO-036.07 | DOOR: roller shutter, 3600 clear opening, steel, solid |  |  | 1 | DOOR | FALSE
DORO-036.08 | DOOR: roller shutter, 3600 clear opening, steel, solid, fire rated |  |  | 1 | DOOR | FALSE
DORO-036.09 | DOOR: roller shutter, 3600 clear opening, steel, perforated |  |  | 1 | DOOR | FALSE
DORO-036.10 | DOOR: roller shutter, 3600 clear opening, steel, slotted |  |  | 1 | DOOR | FALSE
DORO-036.11 | DOOR: roller shutter, 3600 clear opening, steel, solid / perforated |  |  | 1 | DOOR | FALSE
DORO-036.12 | DOOR: roller shutter, 3600 clear opening, steel, solid / slotted |  |  | 1 | DOOR | FALSE
DORO-036.13 | DOOR: roller shutter, 3600 clear opening, steel, grille |  |  | 1 | DOOR | FALSE
DORO-036.14 | DOOR: roller shutter, 3600 clear opening, polycarbonate |  |  | 1 | DOOR | FALSE
DORO-040 | DOOR: roller shutter, 4000 clear opening |  |  | 1 | DOOR | FALSE
DORO-040.01 | DOOR: roller shutter, 4000 clear opening, aluminium, solid |  |  | 1 | DOOR | FALSE
DORO-040.02 | DOOR: roller shutter, 4000 clear opening, aluminium, perforated |  |  | 1 | DOOR | FALSE
DORO-040.03 | DOOR: roller shutter, 4000 clear opening, aluminium, slotted |  |  | 1 | DOOR | FALSE
DORO-040.04 | DOOR: roller shutter, 4000 clear opening, aluminium, solid / perforated |  |  | 1 | DOOR | FALSE
DORO-040.05 | DOOR: roller shutter, 4000 clear opening, aluminium, solid / slotted |  |  | 1 | DOOR | FALSE
DORO-040.06 | DOOR: roller shutter, 4000 clear opening, aluminium, grille |  |  | 1 | DOOR | FALSE
DORO-040.07 | DOOR: roller shutter, 4000 clear opening, steel, solid |  |  | 1 | DOOR | FALSE
DORO-040.08 | DOOR: roller shutter, 4000 clear opening, steel, solid, fire rated |  |  | 1 | DOOR | FALSE
DORO-040.09 | DOOR: roller shutter, 4000 clear opening, steel, perforated |  |  | 1 | DOOR | FALSE
DORO-040.10 | DOOR: roller shutter, 4000 clear opening, steel, slotted |  |  | 1 | DOOR | FALSE
DORO-040.11 | DOOR: roller shutter, 4000 clear opening, steel, solid / perforated |  |  | 1 | DOOR | FALSE
DORO-040.12 | DOOR: roller shutter, 4000 clear opening, steel, solid / slotted |  |  | 1 | DOOR | FALSE
DORO-040.13 | DOOR: roller shutter, 4000 clear opening, steel, grille |  |  | 1 | DOOR | FALSE
DORO-040.14 | DOOR: roller shutter, 4000 clear opening, polycarbonate |  |  | 1 | DOOR | FALSE
DORO-045 | DOOR: roller shutter, 4500 clear opening |  |  | 1 | DOOR | FALSE
DORO-045.01 | DOOR: roller shutter, 4500 clear opening, aluminium, solid |  |  | 1 | DOOR | FALSE
DORO-045.02 | DOOR: roller shutter, 4500 clear opening, aluminium, perforated |  |  | 1 | DOOR | FALSE
DORO-045.03 | DOOR: roller shutter, 4500 clear opening, aluminium, slotted |  |  | 1 | DOOR | FALSE
DORO-045.04 | DOOR: roller shutter, 4500 clear opening, aluminium, solid / perforated |  |  | 1 | DOOR | FALSE
DORO-045.05 | DOOR: roller shutter, 4500 clear opening, aluminium, solid / slotted |  |  | 1 | DOOR | FALSE
DORO-045.06 | DOOR: roller shutter, 4500 clear opening, aluminium, grille |  |  | 1 | DOOR | FALSE
DORO-045.07 | DOOR: roller shutter, 4500 clear opening, steel, solid |  |  | 1 | DOOR | FALSE
DORO-045.08 | DOOR: roller shutter, 4500 clear opening, steel, solid, fire rated |  |  | 1 | DOOR | FALSE
DORO-045.09 | DOOR: roller shutter, 4500 clear opening, steel, perforated |  |  | 1 | DOOR | FALSE
DORO-045.10 | DOOR: roller shutter, 4500 clear opening, steel, slotted |  |  | 1 | DOOR | FALSE
DORO-045.11 | DOOR: roller shutter, 4500 clear opening, steel, solid / perforated |  |  | 1 | DOOR | FALSE
DORO-045.12 | DOOR: roller shutter, 4500 clear opening, steel, solid / slotted |  |  | 1 | DOOR | FALSE
DORO-045.13 | DOOR: roller shutter, 4500 clear opening, steel, grille |  |  | 1 | DOOR | FALSE
DORO-045.14 | DOOR: roller shutter, 4500 clear opening, polycarbonate |  |  | 1 | DOOR | FALSE
DORO-050 | DOOR: roller shutter, 5000 clear opening |  |  | 1 | DOOR | FALSE
DORO-050.01 | DOOR: roller shutter, 5000 clear opening, aluminium, solid |  |  | 1 | DOOR | FALSE
DORO-050.02 | DOOR: roller shutter, 5000 clear opening, aluminium, perforated |  |  | 1 | DOOR | FALSE
DORO-050.03 | DOOR: roller shutter, 5000 clear opening, aluminium, slotted |  |  | 1 | DOOR | FALSE
DORO-050.04 | DOOR: roller shutter, 5000 clear opening, aluminium, solid / perforated |  |  | 1 | DOOR | FALSE
DORO-050.05 | DOOR: roller shutter, 5000 clear opening, aluminium, solid / slotted |  |  | 1 | DOOR | FALSE
DORO-050.06 | DOOR: roller shutter, 5000 clear opening, aluminium, grille |  |  | 1 | DOOR | FALSE
DORO-050.07 | DOOR: roller shutter, 5000 clear opening, steel, solid |  |  | 1 | DOOR | FALSE
DORO-050.08 | DOOR: roller shutter, 5000 clear opening, steel, solid, fire rated |  |  | 1 | DOOR | FALSE
DORO-050.09 | DOOR: roller shutter, 5000 clear opening, steel, perforated |  |  | 1 | DOOR | FALSE
DORO-050.10 | DOOR: roller shutter, 5000 clear opening, steel, slotted |  |  | 1 | DOOR | FALSE
DORO-050.11 | DOOR: roller shutter, 5000 clear opening, steel, solid / perforated |  |  | 1 | DOOR | FALSE
DORO-050.12 | DOOR: roller shutter, 5000 clear opening, steel, solid / slotted |  |  | 1 | DOOR | FALSE
DORO-050.13 | DOOR: roller shutter, 5000 clear opening, steel, grille |  |  | 1 | DOOR | FALSE
DORO-050.14 | DOOR: roller shutter, 5000 clear opening, polycarbonate |  |  | 1 | DOOR | FALSE
DORO-055 | DOOR: roller shutter, 5500 clear opening |  |  | 1 | DOOR | FALSE
DORO-055.01 | DOOR: roller shutter, 5500 clear opening, aluminium, solid |  |  | 1 | DOOR | FALSE
DORO-055.02 | DOOR: roller shutter, 5500 clear opening, aluminium, perforated |  |  | 1 | DOOR | FALSE
DORO-055.03 | DOOR: roller shutter, 5500 clear opening, aluminium, slotted |  |  | 1 | DOOR | FALSE
DORO-055.04 | DOOR: roller shutter, 5500 clear opening, aluminium, solid / perforated |  |  | 1 | DOOR | FALSE
DORO-055.05 | DOOR: roller shutter, 5500 clear opening, aluminium, solid / slotted |  |  | 1 | DOOR | FALSE
DORO-055.06 | DOOR: roller shutter, 5500 clear opening, aluminium, grille |  |  | 1 | DOOR | FALSE
DORO-055.07 | DOOR: roller shutter, 5500 clear opening, steel, solid |  |  | 1 | DOOR | FALSE
DORO-055.08 | DOOR: roller shutter, 5500 clear opening, steel, solid, fire rated |  |  | 1 | DOOR | FALSE
DORO-055.09 | DOOR: roller shutter, 5500 clear opening, steel, perforated |  |  | 1 | DOOR | FALSE
DORO-055.10 | DOOR: roller shutter, 5500 clear opening, steel, slotted |  |  | 1 | DOOR | FALSE
DORO-055.11 | DOOR: roller shutter, 5500 clear opening, steel, solid / perforated |  |  | 1 | DOOR | FALSE
DORO-055.12 | DOOR: roller shutter, 5500 clear opening, steel, solid / slotted |  |  | 1 | DOOR | FALSE
DORO-055.13 | DOOR: roller shutter, 5500 clear opening, steel, grille |  |  | 1 | DOOR | FALSE
DORO-055.14 | DOOR: roller shutter, 5500 clear opening, polycarbonate |  |  | 1 | DOOR | FALSE
DORO-060 | DOOR: roller shutter, 6000 clear opening |  |  | 1 | DOOR | FALSE
DORO-060.01 | DOOR: roller shutter, 6000 clear opening, aluminium, solid |  |  | 1 | DOOR | FALSE
DORO-060.02 | DOOR: roller shutter, 6000 clear opening, aluminium, perforated |  |  | 1 | DOOR | FALSE
DORO-060.03 | DOOR: roller shutter, 6000 clear opening, aluminium, slotted |  |  | 1 | DOOR | FALSE
DORO-060.04 | DOOR: roller shutter, 6000 clear opening, aluminium, solid / perforated |  |  | 1 | DOOR | FALSE
DORO-060.05 | DOOR: roller shutter, 6000 clear opening, aluminium, solid / slotted |  |  | 1 | DOOR | FALSE
DORO-060.06 | DOOR: roller shutter, 6000 clear opening, aluminium, grille |  |  | 1 | DOOR | FALSE
DORO-060.07 | DOOR: roller shutter, 6000 clear opening, steel, solid |  |  | 1 | DOOR | FALSE
DORO-060.08 | DOOR: roller shutter, 6000 clear opening, steel, solid, fire rated |  |  | 1 | DOOR | FALSE
DORO-060.09 | DOOR: roller shutter, 6000 clear opening, steel, perforated |  |  | 1 | DOOR | FALSE
DORO-060.10 | DOOR: roller shutter, 6000 clear opening, steel, slotted |  |  | 1 | DOOR | FALSE
DORO-060.11 | DOOR: roller shutter, 6000 clear opening, steel, solid / perforated |  |  | 1 | DOOR | FALSE
DORO-060.12 | DOOR: roller shutter, 6000 clear opening, steel, solid / slotted |  |  | 1 | DOOR | FALSE
DORO-060.13 | DOOR: roller shutter, 6000 clear opening, steel, grille |  |  | 1 | DOOR | FALSE
DORO-060.14 | DOOR: roller shutter, 6000 clear opening, polycarbonate |  |  | 1 | DOOR | FALSE
DORO-065 | DOOR: roller shutter, 6500 clear opening |  |  | 1 | DOOR | FALSE
DORO-065.01 | DOOR: roller shutter, 6500 clear opening, aluminium, solid |  |  | 1 | DOOR | FALSE
DORO-065.02 | DOOR: roller shutter, 6500 clear opening, aluminium, perforated |  |  | 1 | DOOR | FALSE
DORO-065.03 | DOOR: roller shutter, 6500 clear opening, aluminium, slotted |  |  | 1 | DOOR | FALSE
DORO-065.04 | DOOR: roller shutter, 6500 clear opening, aluminium, solid / perforated |  |  | 1 | DOOR | FALSE
DORO-065.05 | DOOR: roller shutter, 6500 clear opening, aluminium, solid / slotted |  |  | 1 | DOOR | FALSE
DORO-065.06 | DOOR: roller shutter, 6500 clear opening, aluminium, grille |  |  | 1 | DOOR | FALSE
DORO-065.07 | DOOR: roller shutter, 6500 clear opening, steel, solid |  |  | 1 | DOOR | FALSE
DORO-065.08 | DOOR: roller shutter, 6500 clear opening, steel, solid, fire rated |  |  | 1 | DOOR | FALSE
DORO-065.09 | DOOR: roller shutter, 6500 clear opening, steel, perforated |  |  | 1 | DOOR | FALSE
DORO-065.10 | DOOR: roller shutter, 6500 clear opening, steel, slotted |  |  | 1 | DOOR | FALSE
DORO-065.11 | DOOR: roller shutter, 6500 clear opening, steel, solid / perforated |  |  | 1 | DOOR | FALSE
DORO-065.12 | DOOR: roller shutter, 6500 clear opening, steel, solid / slotted |  |  | 1 | DOOR | FALSE
DORO-065.13 | DOOR: roller shutter, 6500 clear opening, steel, grille |  |  | 1 | DOOR | FALSE
DORO-065.14 | DOOR: roller shutter, 6500 clear opening, polycarbonate |  |  | 1 | DOOR | FALSE
DORV-001 | DOOR: revolving, 2 leaves, 2000 clear opening, fully glazed, framed |  |  | 1 | DOOR | FALSE
DORV-002 | DOOR: revolving, 2 leaves, 2200 clear opening, fully glazed, framed |  |  | 1 | DOOR | FALSE
DORV-003 | DOOR: revolving, 2 leaves, 2400 clear opening, fully glazed, framed |  |  | 1 | DOOR | FALSE
DORV-004 | DOOR: revolving, 2 leaves, 2600 clear opening, fully glazed, framed |  |  | 1 | DOOR | FALSE
DORV-005 | DOOR: revolving, 2 leaves, 2800 clear opening, fully glazed, framed |  |  | 1 | DOOR | FALSE
DORV-006 | DOOR: revolving, 2 leaves, 3000 clear opening, fully glazed, framed |  |  | 1 | DOOR | FALSE
DORV-031 | DOOR: revolving, 3 leaves, 2000 clear opening, fully glazed, framed | DWGL-070 | DOOR: triple leaf, revolving, fully glazed, alum/safety glass, powdercoat/paint | 1 | DOOR | FALSE
DORV-032 | DOOR: revolving, 3 leaves, 2200 clear opening, fully glazed, framed |  |  | 1 | DOOR | FALSE
DORV-033 | DOOR: revolving, 3 leaves, 2400 clear opening, fully glazed, framed |  |  | 1 | DOOR | FALSE
DORV-034 | DOOR: revolving, 3 leaves, 2600 clear opening, fully glazed, framed |  |  | 1 | DOOR | FALSE
DORV-035 | DOOR: revolving, 3 leaves, 2800 clear opening, fully glazed, framed |  |  | 1 | DOOR | FALSE
DORV-036 | DOOR: revolving, 3 leaves, 3000 clear opening, fully glazed, framed |  |  | 1 | DOOR | FALSE
DORV-060 | DOOR: revolving, 4 leaves, 2000 clear opening, fully glazed, framed |  |  | 1 | DOOR | FALSE
DORV-061 | DOOR: revolving, 4 leaves, 2200 clear opening, fully glazed, framed |  |  | 1 | DOOR | FALSE
DORV-062 | DOOR: revolving, 4 leaves, 2400 clear opening, fully glazed, framed |  |  | 1 | DOOR | FALSE
DORV-063 | DOOR: revolving, 4 leaves, 2600 clear opening, fully glazed, framed |  |  | 1 | DOOR | FALSE
DORV-064 | DOOR: revolving, 4 leaves, 2800 clear opening, fully glazed, framed |  |  | 1 | DOOR | FALSE
DORV-065 | DOOR: revolving, 4 leaves, 3000 clear opening, fully glazed, framed |  |  | 1 | DOOR | FALSE
DOSL-001 | DOOR: sliding, 1 leaf, 800 clear opening, solid |  |  | 1 | DOOR | FALSE
DOSL-001.01 | DOOR: sliding, 1 leaf, 800 clear opening, solid |  |  | 1 | DOOR | FALSE
DOSL-001.02 | DOOR: sliding, 1 leaf, 800 clear opening, solid, shielded |  |  | 1 | DOOR | FALSE
DOSL-001.03 | DOOR: sliding, 1 leaf, 800 clear opening, solid, fire rated |  |  | 1 | DOOR | FALSE
DOSL-001.04 | DOOR: sliding, 1 leaf, 800 clear opening, solid, fire rated, shielded |  |  | 1 | DOOR | FALSE
DOSL-002 | DOOR: sliding, 1 leaf, 850 clear opening, solid |  |  | 1 | DOOR | FALSE
DOSL-002.01 | DOOR: sliding, 1 leaf, 850 clear opening, solid | DWSC-002 | DOOR: 850mm c/o, single leaf, sliding, solid core, paint | 1 | DOOR | FALSE
DOSL-002.02 | DOOR: sliding, 1 leaf, 850 clear opening, solid, shielded |  |  | 1 | DOOR | FALSE
DOSL-002.03 | DOOR: sliding, 1 leaf, 850 clear opening, solid, fire rated |  |  | 1 | DOOR | FALSE
DOSL-002.04 | DOOR: sliding, 1 leaf, 850 clear opening, solid, fire rated, shielded |  |  | 1 | DOOR | FALSE
DOSL-003 | DOOR: sliding, 1 leaf, 900 clear opening, solid |  |  | 1 | DOOR | FALSE
DOSL-003.01 | DOOR: sliding, 1 leaf, 900 clear opening, solid |  |  | 1 | DOOR | FALSE
DOSL-003.02 | DOOR: sliding, 1 leaf, 900 clear opening, solid, shielded |  |  | 1 | DOOR | FALSE
DOSL-003.03 | DOOR: sliding, 1 leaf, 900 clear opening, solid, fire rated |  |  | 1 | DOOR | FALSE
DOSL-003.04 | DOOR: sliding, 1 leaf, 900 clear opening, solid, fire rated, shielded |  |  | 1 | DOOR | FALSE
DOSL-004 | DOOR: sliding, 1 leaf, 950 clear opening, solid |  |  | 1 | DOOR | FALSE
DOSL-004.01 | DOOR: sliding, 1 leaf, 950 clear opening, solid |  |  | 1 | DOOR | FALSE
DOSL-004.02 | DOOR: sliding, 1 leaf, 950 clear opening, solid, shielded |  |  | 1 | DOOR | FALSE
DOSL-004.03 | DOOR: sliding, 1 leaf, 950 clear opening, solid, fire rated |  |  | 1 | DOOR | FALSE
DOSL-004.04 | DOOR: sliding, 1 leaf, 950 clear opening, solid, fire rated, shielded |  |  | 1 | DOOR | FALSE
DOSL-005 | DOOR: sliding, 1 leaf, 1000 clear opening, solid |  |  | 1 | DOOR | FALSE
DOSL-005.01 | DOOR: sliding, 1 leaf, 1000 clear opening, solid |  |  | 1 | DOOR | FALSE
DOSL-005.02 | DOOR: sliding, 1 leaf, 1000 clear opening, solid, shielded |  |  | 1 | DOOR | FALSE
DOSL-005.03 | DOOR: sliding, 1 leaf, 1000 clear opening, solid, fire rated |  |  | 1 | DOOR | FALSE
DOSL-005.04 | DOOR: sliding, 1 leaf, 1000 clear opening, solid, fire rated, shielded |  |  | 1 | DOOR | FALSE
DOSL-006 | DOOR: sliding, 1 leaf, 1050 clear opening, solid |  |  | 1 | DOOR | FALSE
DOSL-006.01 | DOOR: sliding, 1 leaf, 1050 clear opening, solid |  |  | 1 | DOOR | FALSE
DOSL-006.02 | DOOR: sliding, 1 leaf, 1050 clear opening, solid, shielded |  |  | 1 | DOOR | FALSE
DOSL-006.03 | DOOR: sliding, 1 leaf, 1050 clear opening, solid, fire rated |  |  | 1 | DOOR | FALSE
DOSL-006.04 | DOOR: sliding, 1 leaf, 1050 clear opening, solid, fire rated, shielded |  |  | 1 | DOOR | FALSE
DOSL-007 | DOOR: sliding, 1 leaf, 1100 clear opening, solid |  |  | 1 | DOOR | FALSE
DOSL-007.01 | DOOR: sliding, 1 leaf, 1100 clear opening, solid |  |  | 1 | DOOR | FALSE
DOSL-007.02 | DOOR: sliding, 1 leaf, 1100 clear opening, solid, shielded |  |  | 1 | DOOR | FALSE
DOSL-007.03 | DOOR: sliding, 1 leaf, 1100 clear opening, solid, fire rated |  |  | 1 | DOOR | FALSE
DOSL-007.04 | DOOR: sliding, 1 leaf, 1100 clear opening, solid, fire rated, shielded |  |  | 1 | DOOR | FALSE
DOSL-008 | DOOR: sliding, 1 leaf, 1150 clear opening, solid |  |  | 1 | DOOR | FALSE
DOSL-008.01 | DOOR: sliding, 1 leaf, 1150 clear opening, solid |  |  | 1 | DOOR | FALSE
DOSL-008.02 | DOOR: sliding, 1 leaf, 1150 clear opening, solid, shielded |  |  | 1 | DOOR | FALSE
DOSL-008.03 | DOOR: sliding, 1 leaf, 1150 clear opening, solid, fire rated |  |  | 1 | DOOR | FALSE
DOSL-008.04 | DOOR: sliding, 1 leaf, 1150 clear opening, solid, fire rated, shielded |  |  | 1 | DOOR | FALSE
DOSL-009 | DOOR: sliding, 1 leaf, 1200 clear opening, solid |  |  | 1 | DOOR | FALSE
DOSL-009.01 | DOOR: sliding, 1 leaf, 1200 clear opening, solid |  |  | 1 | DOOR | FALSE
DOSL-009.02 | DOOR: sliding, 1 leaf, 1200 clear opening, solid, shielded |  |  | 1 | DOOR | FALSE
DOSL-009.03 | DOOR: sliding, 1 leaf, 1200 clear opening, solid, fire rated |  |  | 1 | DOOR | FALSE
DOSL-009.04 | DOOR: sliding, 1 leaf, 1200 clear opening, solid, fire rated, shielded |  |  | 1 | DOOR | FALSE
DOSL-011 | DOOR: sliding, 1 leaf, 800 clear opening, solid, standard vision panel |  |  | 1 | DOOR | FALSE
DOSL-011.01 | DOOR: sliding, 1 leaf, 800 clear opening, solid, standard vision panel |  |  | 1 | DOOR | FALSE
DOSL-011.02 | DOOR: sliding, 1 leaf, 800 clear opening, solid, standard vision panel, with integral blind |  |  | 1 | DOOR | FALSE
DOSL-011.03 | DOOR: sliding, 1 leaf, 800 clear opening, solid, standard vision panel, with cover |  |  | 1 | DOOR | FALSE
DOSL-011.04 | DOOR: sliding, 1 leaf, 800 clear opening, solid, standard vision panel, with switchable glass |  |  | 1 | DOOR | FALSE
DOSL-011.05 | DOOR: sliding, 1 leaf, 800 clear opening, solid, shielded, standard vision panel, lead glass |  |  | 1 | DOOR | FALSE
DOSL-011.06 | DOOR: sliding, 1 leaf, 800 clear opening, solid, shielded, standard vision panel, lead glass, with integral blind |  |  | 1 | DOOR | FALSE
DOSL-011.07 | DOOR: sliding, 1 leaf, 800 clear opening, solid, shielded, standard vision panel, lead glass, with cover |  |  | 1 | DOOR | FALSE
DOSL-012 | DOOR: sliding, 1 leaf, 850 clear opening, solid, standard vision panel |  |  | 1 | DOOR | FALSE
DOSL-012.01 | DOOR: sliding, 1 leaf, 850 clear opening, solid, standard vision panel |  |  | 1 | DOOR | FALSE
DOSL-012.02 | DOOR: sliding, 1 leaf, 850 clear opening, solid, standard vision panel, with integral blind |  |  | 1 | DOOR | FALSE
DOSL-012.03 | DOOR: sliding, 1 leaf, 850 clear opening, solid, standard vision panel, with cover |  |  | 1 | DOOR | FALSE
DOSL-012.04 | DOOR: sliding, 1 leaf, 850 clear opening, solid, standard vision panel, with switchable glass |  |  | 1 | DOOR | FALSE
DOSL-012.05 | DOOR: sliding, 1 leaf, 850 clear opening, solid, shielded, standard vision panel, lead glass |  |  | 1 | DOOR | FALSE
DOSL-012.06 | DOOR: sliding, 1 leaf, 850 clear opening, solid, shielded, standard vision panel, lead glass, with integral blind |  |  | 1 | DOOR | FALSE
DOSL-012.07 | DOOR: sliding, 1 leaf, 850 clear opening, solid, shielded, standard vision panel, lead glass, with cover |  |  | 1 | DOOR | FALSE
DOSL-013 | DOOR: sliding, 1 leaf, 900 clear opening, solid, standard vision panel |  |  | 1 | DOOR | FALSE
DOSL-013.01 | DOOR: sliding, 1 leaf, 900 clear opening, solid, standard vision panel |  |  | 1 | DOOR | FALSE
DOSL-013.02 | DOOR: sliding, 1 leaf, 900 clear opening, solid, standard vision panel, with integral blind |  |  | 1 | DOOR | FALSE
DOSL-013.03 | DOOR: sliding, 1 leaf, 900 clear opening, solid, standard vision panel, with cover |  |  | 1 | DOOR | FALSE
DOSL-013.04 | DOOR: sliding, 1 leaf, 900 clear opening, solid, standard vision panel, with switchable glass |  |  | 1 | DOOR | FALSE
DOSL-013.05 | DOOR: sliding, 1 leaf, 900 clear opening, solid, shielded, standard vision panel, lead glass |  |  | 1 | DOOR | FALSE
DOSL-013.06 | DOOR: sliding, 1 leaf, 900 clear opening, solid, shielded, standard vision panel, lead glass, with integral blind |  |  | 1 | DOOR | FALSE
DOSL-013.07 | DOOR: sliding, 1 leaf, 900 clear opening, solid, shielded, standard vision panel, lead glass, with cover |  |  | 1 | DOOR | FALSE
DOSL-014 | DOOR: sliding, 1 leaf, 950 clear opening, solid, standard vision panel |  |  | 1 | DOOR | FALSE
DOSL-014.01 | DOOR: sliding, 1 leaf, 950 clear opening, solid, standard vision panel |  |  | 1 | DOOR | FALSE
DOSL-014.02 | DOOR: sliding, 1 leaf, 950 clear opening, solid, standard vision panel, with integral blind |  |  | 1 | DOOR | FALSE
DOSL-014.03 | DOOR: sliding, 1 leaf, 950 clear opening, solid, standard vision panel, with cover |  |  | 1 | DOOR | FALSE
DOSL-014.04 | DOOR: sliding, 1 leaf, 950 clear opening, solid, standard vision panel, with switchable glass |  |  | 1 | DOOR | FALSE
DOSL-014.05 | DOOR: sliding, 1 leaf, 950 clear opening, solid, shielded, standard vision panel, lead glass |  |  | 1 | DOOR | FALSE
DOSL-014.06 | DOOR: sliding, 1 leaf, 950 clear opening, solid, shielded, standard vision panel, lead glass, with integral blind |  |  | 1 | DOOR | FALSE
DOSL-014.07 | DOOR: sliding, 1 leaf, 950 clear opening, solid, shielded, standard vision panel, lead glass, with cover |  |  | 1 | DOOR | FALSE
DOSL-015 | DOOR: sliding, 1 leaf, 1000 clear opening, solid, standard vision panel |  |  | 1 | DOOR | FALSE
DOSL-015.01 | DOOR: sliding, 1 leaf, 1000 clear opening, solid, standard vision panel |  |  | 1 | DOOR | FALSE
DOSL-015.02 | DOOR: sliding, 1 leaf, 1000 clear opening, solid, standard vision panel, with integral blind |  |  | 1 | DOOR | FALSE
DOSL-015.03 | DOOR: sliding, 1 leaf, 1000 clear opening, solid, standard vision panel, with cover |  |  | 1 | DOOR | FALSE
DOSL-015.04 | DOOR: sliding, 1 leaf, 1000 clear opening, solid, standard vision panel, with switchable glass |  |  | 1 | DOOR | FALSE
DOSL-015.05 | DOOR: sliding, 1 leaf, 1000 clear opening, solid, shielded, standard vision panel, lead glass |  |  | 1 | DOOR | FALSE
DOSL-015.06 | DOOR: sliding, 1 leaf, 1000 clear opening, solid, shielded, standard vision panel, lead glass, with integral blind |  |  | 1 | DOOR | FALSE
DOSL-015.07 | DOOR: sliding, 1 leaf, 1000 clear opening, solid, shielded, standard vision panel, lead glass, with cover |  |  | 1 | DOOR | FALSE
DOSL-016 | DOOR: sliding, 1 leaf, 1050 clear opening, solid, standard vision panel |  |  | 1 | DOOR | FALSE
DOSL-016.01 | DOOR: sliding, 1 leaf, 1050 clear opening, solid, standard vision panel |  |  | 1 | DOOR | FALSE
DOSL-016.02 | DOOR: sliding, 1 leaf, 1050 clear opening, solid, standard vision panel, with integral blind |  |  | 1 | DOOR | FALSE
DOSL-016.03 | DOOR: sliding, 1 leaf, 1050 clear opening, solid, standard vision panel, with cover |  |  | 1 | DOOR | FALSE
DOSL-016.04 | DOOR: sliding, 1 leaf, 1050 clear opening, solid, standard vision panel, with switchable glass |  |  | 1 | DOOR | FALSE
DOSL-016.05 | DOOR: sliding, 1 leaf, 1050 clear opening, solid, shielded, standard vision panel, lead glass |  |  | 1 | DOOR | FALSE
DOSL-016.06 | DOOR: sliding, 1 leaf, 1050 clear opening, solid, shielded, standard vision panel, lead glass, with integral blind |  |  | 1 | DOOR | FALSE
DOSL-016.07 | DOOR: sliding, 1 leaf, 1050 clear opening, solid, shielded, standard vision panel, lead glass, with cover |  |  | 1 | DOOR | FALSE
DOSL-017 | DOOR: sliding, 1 leaf, 1100 clear opening, solid, standard vision panel |  |  | 1 | DOOR | FALSE
DOSL-017.01 | DOOR: sliding, 1 leaf, 1100 clear opening, solid, standard vision panel |  |  | 1 | DOOR | FALSE
DOSL-017.02 | DOOR: sliding, 1 leaf, 1100 clear opening, solid, standard vision panel, with integral blind |  |  | 1 | DOOR | FALSE
DOSL-017.03 | DOOR: sliding, 1 leaf, 1100 clear opening, solid, standard vision panel, with cover |  |  | 1 | DOOR | FALSE
DOSL-017.04 | DOOR: sliding, 1 leaf, 1100 clear opening, solid, standard vision panel, with switchable glass |  |  | 1 | DOOR | FALSE
DOSL-017.05 | DOOR: sliding, 1 leaf, 1100 clear opening, solid, shielded, standard vision panel, lead glass |  |  | 1 | DOOR | FALSE
DOSL-017.06 | DOOR: sliding, 1 leaf, 1100 clear opening, solid, shielded, standard vision panel, lead glass, with integral blind |  |  | 1 | DOOR | FALSE
DOSL-017.07 | DOOR: sliding, 1 leaf, 1100 clear opening, solid, shielded, standard vision panel, lead glass, with cover |  |  | 1 | DOOR | FALSE
DOSL-018 | DOOR: sliding, 1 leaf, 1150 clear opening, solid, standard vision panel |  |  | 1 | DOOR | FALSE
DOSL-018.01 | DOOR: sliding, 1 leaf, 1150 clear opening, solid, standard vision panel |  |  | 1 | DOOR | FALSE
DOSL-018.02 | DOOR: sliding, 1 leaf, 1150 clear opening, solid, standard vision panel, with integral blind |  |  | 1 | DOOR | FALSE
DOSL-018.03 | DOOR: sliding, 1 leaf, 1150 clear opening, solid, standard vision panel, with cover |  |  | 1 | DOOR | FALSE
DOSL-018.04 | DOOR: sliding, 1 leaf, 1150 clear opening, solid, standard vision panel, with switchable glass |  |  | 1 | DOOR | FALSE
DOSL-018.05 | DOOR: sliding, 1 leaf, 1150 clear opening, solid, shielded, standard vision panel, lead glass |  |  | 1 | DOOR | FALSE
DOSL-018.06 | DOOR: sliding, 1 leaf, 1150 clear opening, solid, shielded, standard vision panel, lead glass, with integral blind |  |  | 1 | DOOR | FALSE
DOSL-018.07 | DOOR: sliding, 1 leaf, 1150 clear opening, solid, shielded, standard vision panel, lead glass, with cover |  |  | 1 | DOOR | FALSE
DOSL-019 | DOOR: sliding, 1 leaf, 1200 clear opening, solid, standard vision panel |  |  | 1 | DOOR | FALSE
DOSL-019.01 | DOOR: sliding, 1 leaf, 1200 clear opening, solid, standard vision panel |  |  | 1 | DOOR | FALSE
DOSL-019.02 | DOOR: sliding, 1 leaf, 1200 clear opening, solid, standard vision panel, with integral blind |  |  | 1 | DOOR | FALSE
DOSL-019.03 | DOOR: sliding, 1 leaf, 1200 clear opening, solid, standard vision panel, with cover |  |  | 1 | DOOR | FALSE
DOSL-019.04 | DOOR: sliding, 1 leaf, 1200 clear opening, solid, standard vision panel, with switchable glass |  |  | 1 | DOOR | FALSE
DOSL-019.05 | DOOR: sliding, 1 leaf, 1200 clear opening, solid, shielded, standard vision panel, lead glass |  |  | 1 | DOOR | FALSE
DOSL-019.06 | DOOR: sliding, 1 leaf, 1200 clear opening, solid, shielded, standard vision panel, lead glass, with integral blind |  |  | 1 | DOOR | FALSE
DOSL-019.07 | DOOR: sliding, 1 leaf, 1200 clear opening, solid, shielded, standard vision panel, lead glass, with cover |  |  | 1 | DOOR | FALSE
DOSL-021 | DOOR: sliding, 1 leaf, 800 clear opening, solid, small vision panel |  |  | 1 | DOOR | FALSE
DOSL-021.01 | DOOR: sliding, 1 leaf, 800 clear opening, solid, small vision panel |  |  | 1 | DOOR | FALSE
DOSL-021.02 | DOOR: sliding, 1 leaf, 800 clear opening, solid, small vision panel, with integral blind |  |  | 1 | DOOR | FALSE
DOSL-021.03 | DOOR: sliding, 1 leaf, 800 clear opening, solid, small vision panel, with cover |  |  | 1 | DOOR | FALSE
DOSL-021.04 | DOOR: sliding, 1 leaf, 800 clear opening, solid, small vision panel, with switchable glass |  |  | 1 | DOOR | FALSE
DOSL-021.05 | DOOR: sliding, 1 leaf, 800 clear opening, solid, shielded, small vision panel, lead glass |  |  | 1 | DOOR | FALSE
DOSL-021.06 | DOOR: sliding, 1 leaf, 800 clear opening, solid, shielded, small vision panel, lead glass, with integral blind |  |  | 1 | DOOR | FALSE
DOSL-021.07 | DOOR: sliding, 1 leaf, 800 clear opening, solid, shielded, small vision panel, lead glass, with cover |  |  | 1 | DOOR | FALSE
DOSL-022 | DOOR: sliding, 1 leaf, 850 clear opening, solid, small vision panel |  |  | 1 | DOOR | FALSE
DOSL-022.01 | DOOR: sliding, 1 leaf, 850 clear opening, solid, small vision panel |  |  | 1 | DOOR | FALSE
DOSL-022.02 | DOOR: sliding, 1 leaf, 850 clear opening, solid, small vision panel, with integral blind |  |  | 1 | DOOR | FALSE
DOSL-022.03 | DOOR: sliding, 1 leaf, 850 clear opening, solid, small vision panel, with cover |  |  | 1 | DOOR | FALSE
DOSL-022.04 | DOOR: sliding, 1 leaf, 850 clear opening, solid, small vision panel, with switchable glass |  |  | 1 | DOOR | FALSE
DOSL-022.05 | DOOR: sliding, 1 leaf, 850 clear opening, solid, shielded, small vision panel, lead glass |  |  | 1 | DOOR | FALSE
DOSL-022.06 | DOOR: sliding, 1 leaf, 850 clear opening, solid, shielded, small vision panel, lead glass, with integral blind |  |  | 1 | DOOR | FALSE
DOSL-022.07 | DOOR: sliding, 1 leaf, 850 clear opening, solid, shielded, small vision panel, lead glass, with cover |  |  | 1 | DOOR | FALSE
DOSL-023 | DOOR: sliding, 1 leaf, 900 clear opening, solid, small vision panel |  |  | 1 | DOOR | FALSE
DOSL-023.01 | DOOR: sliding, 1 leaf, 900 clear opening, solid, small vision panel |  |  | 1 | DOOR | FALSE
DOSL-023.02 | DOOR: sliding, 1 leaf, 900 clear opening, solid, small vision panel, with integral blind |  |  | 1 | DOOR | FALSE
DOSL-023.03 | DOOR: sliding, 1 leaf, 900 clear opening, solid, small vision panel, with cover |  |  | 1 | DOOR | FALSE
DOSL-023.04 | DOOR: sliding, 1 leaf, 900 clear opening, solid, small vision panel, with switchable glass |  |  | 1 | DOOR | FALSE
DOSL-023.05 | DOOR: sliding, 1 leaf, 900 clear opening, solid, shielded, small vision panel, lead glass |  |  | 1 | DOOR | FALSE
DOSL-023.06 | DOOR: sliding, 1 leaf, 900 clear opening, solid, shielded, small vision panel, lead glass, with integral blind |  |  | 1 | DOOR | FALSE
DOSL-023.07 | DOOR: sliding, 1 leaf, 900 clear opening, solid, shielded, small vision panel, lead glass, with cover |  |  | 1 | DOOR | FALSE
DOSL-024 | DOOR: sliding, 1 leaf, 950 clear opening, solid, small vision panel |  |  | 1 | DOOR | FALSE
DOSL-024.01 | DOOR: sliding, 1 leaf, 950 clear opening, solid, small vision panel |  |  | 1 | DOOR | FALSE
DOSL-024.02 | DOOR: sliding, 1 leaf, 950 clear opening, solid, small vision panel, with integral blind |  |  | 1 | DOOR | FALSE
DOSL-024.03 | DOOR: sliding, 1 leaf, 950 clear opening, solid, small vision panel, with cover |  |  | 1 | DOOR | FALSE
DOSL-024.04 | DOOR: sliding, 1 leaf, 950 clear opening, solid, small vision panel, with switchable glass |  |  | 1 | DOOR | FALSE
DOSL-024.05 | DOOR: sliding, 1 leaf, 950 clear opening, solid, shielded, small vision panel, lead glass |  |  | 1 | DOOR | FALSE
DOSL-024.06 | DOOR: sliding, 1 leaf, 950 clear opening, solid, shielded, small vision panel, lead glass, with integral blind |  |  | 1 | DOOR | FALSE
DOSL-024.07 | DOOR: sliding, 1 leaf, 950 clear opening, solid, shielded, small vision panel, lead glass, with cover |  |  | 1 | DOOR | FALSE
DOSL-025 | DOOR: sliding, 1 leaf, 1000 clear opening, solid, small vision panel |  |  | 1 | DOOR | FALSE
DOSL-025.01 | DOOR: sliding, 1 leaf, 1000 clear opening, solid, small vision panel |  |  | 1 | DOOR | FALSE
DOSL-025.02 | DOOR: sliding, 1 leaf, 1000 clear opening, solid, small vision panel, with integral blind |  |  | 1 | DOOR | FALSE
DOSL-025.03 | DOOR: sliding, 1 leaf, 1000 clear opening, solid, small vision panel, with cover |  |  | 1 | DOOR | FALSE
DOSL-025.04 | DOOR: sliding, 1 leaf, 1000 clear opening, solid, small vision panel, with switchable glass |  |  | 1 | DOOR | FALSE
DOSL-025.05 | DOOR: sliding, 1 leaf, 1000 clear opening, solid, shielded, small vision panel, lead glass |  |  | 1 | DOOR | FALSE
DOSL-025.06 | DOOR: sliding, 1 leaf, 1000 clear opening, solid, shielded, small vision panel, lead glass, with integral blind |  |  | 1 | DOOR | FALSE
DOSL-025.07 | DOOR: sliding, 1 leaf, 1000 clear opening, solid, shielded, small vision panel, lead glass, with cover |  |  | 1 | DOOR | FALSE
DOSL-026 | DOOR: sliding, 1 leaf, 1050 clear opening, solid, small vision panel |  |  | 1 | DOOR | FALSE
DOSL-026.01 | DOOR: sliding, 1 leaf, 1050 clear opening, solid, small vision panel |  |  | 1 | DOOR | FALSE
DOSL-026.02 | DOOR: sliding, 1 leaf, 1050 clear opening, solid, small vision panel, with integral blind |  |  | 1 | DOOR | FALSE
DOSL-026.03 | DOOR: sliding, 1 leaf, 1050 clear opening, solid, small vision panel, with cover |  |  | 1 | DOOR | FALSE
DOSL-026.04 | DOOR: sliding, 1 leaf, 1050 clear opening, solid, small vision panel, with switchable glass |  |  | 1 | DOOR | FALSE
DOSL-026.05 | DOOR: sliding, 1 leaf, 1050 clear opening, solid, shielded, small vision panel, lead glass |  |  | 1 | DOOR | FALSE
DOSL-026.06 | DOOR: sliding, 1 leaf, 1050 clear opening, solid, shielded, small vision panel, lead glass, with integral blind |  |  | 1 | DOOR | FALSE
DOSL-026.07 | DOOR: sliding, 1 leaf, 1050 clear opening, solid, shielded, small vision panel, lead glass, with cover |  |  | 1 | DOOR | FALSE
DOSL-027 | DOOR: sliding, 1 leaf, 1100 clear opening, solid, small vision panel |  |  | 1 | DOOR | FALSE
DOSL-027.01 | DOOR: sliding, 1 leaf, 1100 clear opening, solid, small vision panel |  |  | 1 | DOOR | FALSE
DOSL-027.02 | DOOR: sliding, 1 leaf, 1100 clear opening, solid, small vision panel, with integral blind |  |  | 1 | DOOR | FALSE
DOSL-027.03 | DOOR: sliding, 1 leaf, 1100 clear opening, solid, small vision panel, with cover |  |  | 1 | DOOR | FALSE
DOSL-027.04 | DOOR: sliding, 1 leaf, 1100 clear opening, solid, small vision panel, with switchable glass |  |  | 1 | DOOR | FALSE
DOSL-027.05 | DOOR: sliding, 1 leaf, 1100 clear opening, solid, shielded, small vision panel, lead glass |  |  | 1 | DOOR | FALSE
DOSL-027.06 | DOOR: sliding, 1 leaf, 1100 clear opening, solid, shielded, small vision panel, lead glass, with integral blind |  |  | 1 | DOOR | FALSE
DOSL-027.07 | DOOR: sliding, 1 leaf, 1100 clear opening, solid, shielded, small vision panel, lead glass, with cover |  |  | 1 | DOOR | FALSE
DOSL-028 | DOOR: sliding, 1 leaf, 1150 clear opening, solid, small vision panel |  |  | 1 | DOOR | FALSE
DOSL-028.01 | DOOR: sliding, 1 leaf, 1150 clear opening, solid, small vision panel |  |  | 1 | DOOR | FALSE
DOSL-028.02 | DOOR: sliding, 1 leaf, 1150 clear opening, solid, small vision panel, with integral blind |  |  | 1 | DOOR | FALSE
DOSL-028.03 | DOOR: sliding, 1 leaf, 1150 clear opening, solid, small vision panel, with cover |  |  | 1 | DOOR | FALSE
DOSL-028.04 | DOOR: sliding, 1 leaf, 1150 clear opening, solid, small vision panel, with switchable glass |  |  | 1 | DOOR | FALSE
DOSL-028.05 | DOOR: sliding, 1 leaf, 1150 clear opening, solid, shielded, small vision panel, lead glass |  |  | 1 | DOOR | FALSE
DOSL-028.06 | DOOR: sliding, 1 leaf, 1150 clear opening, solid, shielded, small vision panel, lead glass, with integral blind |  |  | 1 | DOOR | FALSE
DOSL-028.07 | DOOR: sliding, 1 leaf, 1150 clear opening, solid, shielded, small vision panel, lead glass, with cover |  |  | 1 | DOOR | FALSE
DOSL-029 | DOOR: sliding, 1 leaf, 1200 clear opening, solid, small vision panel |  |  | 1 | DOOR | FALSE
DOSL-029.01 | DOOR: sliding, 1 leaf, 1200 clear opening, solid, small vision panel |  |  | 1 | DOOR | FALSE
DOSL-029.02 | DOOR: sliding, 1 leaf, 1200 clear opening, solid, small vision panel, with integral blind |  |  | 1 | DOOR | FALSE
DOSL-029.03 | DOOR: sliding, 1 leaf, 1200 clear opening, solid, small vision panel, with cover |  |  | 1 | DOOR | FALSE
DOSL-029.04 | DOOR: sliding, 1 leaf, 1200 clear opening, solid, small vision panel, with switchable glass |  |  | 1 | DOOR | FALSE
DOSL-029.05 | DOOR: sliding, 1 leaf, 1200 clear opening, solid, shielded, small vision panel, lead glass |  |  | 1 | DOOR | FALSE
DOSL-029.06 | DOOR: sliding, 1 leaf, 1200 clear opening, solid, shielded, small vision panel, lead glass, with integral blind |  |  | 1 | DOOR | FALSE
DOSL-029.07 | DOOR: sliding, 1 leaf, 1200 clear opening, solid, shielded, small vision panel, lead glass, with cover |  |  | 1 | DOOR | FALSE
DOSL-031 | DOOR: sliding, 1 leaf, 800 clear opening, solid, tall vision panel |  |  | 1 | DOOR | FALSE
DOSL-031.01 | DOOR: sliding, 1 leaf, 800 clear opening, solid, tall vision panel |  |  | 1 | DOOR | FALSE
DOSL-031.02 | DOOR: sliding, 1 leaf, 800 clear opening, solid, tall vision panel, with integral blind |  |  | 1 | DOOR | FALSE
DOSL-031.03 | DOOR: sliding, 1 leaf, 800 clear opening, solid, tall vision panel, with switchable glass |  |  | 1 | DOOR | FALSE
DOSL-031.04 | DOOR: sliding, 1 leaf, 800 clear opening, solid, shielded, tall vision panel, lead glass |  |  | 1 | DOOR | FALSE
DOSL-031.05 | DOOR: sliding, 1 leaf, 800 clear opening, solid, shielded, tall vision panel, lead glass, with integral blind |  |  | 1 | DOOR | FALSE
DOSL-032 | DOOR: sliding, 1 leaf, 850 clear opening, solid, tall vision panel |  |  | 1 | DOOR | FALSE
DOSL-032.01 | DOOR: sliding, 1 leaf, 850 clear opening, solid, tall vision panel |  |  | 1 | DOOR | FALSE
DOSL-032.02 | DOOR: sliding, 1 leaf, 850 clear opening, solid, tall vision panel, with integral blind |  |  | 1 | DOOR | FALSE
DOSL-032.03 | DOOR: sliding, 1 leaf, 850 clear opening, solid, tall vision panel, with switchable glass |  |  | 1 | DOOR | FALSE
DOSL-032.04 | DOOR: sliding, 1 leaf, 850 clear opening, solid, shielded, tall vision panel, lead glass |  |  | 1 | DOOR | FALSE
DOSL-032.05 | DOOR: sliding, 1 leaf, 850 clear opening, solid, shielded, tall vision panel, lead glass, with integral blind |  |  | 1 | DOOR | FALSE
DOSL-033 | DOOR: sliding, 1 leaf, 900 clear opening, solid, tall vision panel |  |  | 1 | DOOR | FALSE
DOSL-033.01 | DOOR: sliding, 1 leaf, 900 clear opening, solid, tall vision panel |  |  | 1 | DOOR | FALSE
DOSL-033.02 | DOOR: sliding, 1 leaf, 900 clear opening, solid, tall vision panel, with integral blind |  |  | 1 | DOOR | FALSE
DOSL-033.03 | DOOR: sliding, 1 leaf, 900 clear opening, solid, tall vision panel, with switchable glass |  |  | 1 | DOOR | FALSE
DOSL-033.04 | DOOR: sliding, 1 leaf, 900 clear opening, solid, shielded, tall vision panel, lead glass |  |  | 1 | DOOR | FALSE
DOSL-033.05 | DOOR: sliding, 1 leaf, 900 clear opening, solid, shielded, tall vision panel, lead glass, with integral blind |  |  | 1 | DOOR | FALSE
DOSL-034 | DOOR: sliding, 1 leaf, 950 clear opening, solid, tall vision panel |  |  | 1 | DOOR | FALSE
DOSL-034.01 | DOOR: sliding, 1 leaf, 950 clear opening, solid, tall vision panel |  |  | 1 | DOOR | FALSE
DOSL-034.02 | DOOR: sliding, 1 leaf, 950 clear opening, solid, tall vision panel, with integral blind |  |  | 1 | DOOR | FALSE
DOSL-034.03 | DOOR: sliding, 1 leaf, 950 clear opening, solid, tall vision panel, with switchable glass |  |  | 1 | DOOR | FALSE
DOSL-034.04 | DOOR: sliding, 1 leaf, 950 clear opening, solid, shielded, tall vision panel, lead glass |  |  | 1 | DOOR | FALSE
DOSL-034.05 | DOOR: sliding, 1 leaf, 950 clear opening, solid, shielded, tall vision panel, lead glass, with integral blind |  |  | 1 | DOOR | FALSE
DOSL-035 | DOOR: sliding, 1 leaf, 1000 clear opening, solid, tall vision panel |  |  | 1 | DOOR | FALSE
DOSL-035.01 | DOOR: sliding, 1 leaf, 1000 clear opening, solid, tall vision panel |  |  | 1 | DOOR | FALSE
DOSL-035.02 | DOOR: sliding, 1 leaf, 1000 clear opening, solid, tall vision panel, with integral blind |  |  | 1 | DOOR | FALSE
DOSL-035.03 | DOOR: sliding, 1 leaf, 1000 clear opening, solid, tall vision panel, with switchable glass |  |  | 1 | DOOR | FALSE
DOSL-035.04 | DOOR: sliding, 1 leaf, 1000 clear opening, solid, shielded, tall vision panel, lead glass |  |  | 1 | DOOR | FALSE
DOSL-035.05 | DOOR: sliding, 1 leaf, 1000 clear opening, solid, shielded, tall vision panel, lead glass, with integral blind |  |  | 1 | DOOR | FALSE
DOSL-036 | DOOR: sliding, 1 leaf, 1050 clear opening, solid, tall vision panel |  |  | 1 | DOOR | FALSE
DOSL-036.01 | DOOR: sliding, 1 leaf, 1050 clear opening, solid, tall vision panel |  |  | 1 | DOOR | FALSE
DOSL-036.02 | DOOR: sliding, 1 leaf, 1050 clear opening, solid, tall vision panel, with integral blind |  |  | 1 | DOOR | FALSE
DOSL-036.03 | DOOR: sliding, 1 leaf, 1050 clear opening, solid, tall vision panel, with switchable glass |  |  | 1 | DOOR | FALSE
DOSL-036.04 | DOOR: sliding, 1 leaf, 1050 clear opening, solid, shielded, tall vision panel, lead glass |  |  | 1 | DOOR | FALSE
DOSL-036.05 | DOOR: sliding, 1 leaf, 1050 clear opening, solid, shielded, tall vision panel, lead glass, with integral blind |  |  | 1 | DOOR | FALSE
DOSL-037 | DOOR: sliding, 1 leaf, 1100 clear opening, solid, tall vision panel |  |  | 1 | DOOR | FALSE
DOSL-037.01 | DOOR: sliding, 1 leaf, 1100 clear opening, solid, tall vision panel |  |  | 1 | DOOR | FALSE
DOSL-037.02 | DOOR: sliding, 1 leaf, 1100 clear opening, solid, tall vision panel, with integral blind |  |  | 1 | DOOR | FALSE
DOSL-037.03 | DOOR: sliding, 1 leaf, 1100 clear opening, solid, tall vision panel, with switchable glass |  |  | 1 | DOOR | FALSE
DOSL-037.04 | DOOR: sliding, 1 leaf, 1100 clear opening, solid, shielded, tall vision panel, lead glass |  |  | 1 | DOOR | FALSE
DOSL-037.05 | DOOR: sliding, 1 leaf, 1100 clear opening, solid, shielded, tall vision panel, lead glass, with integral blind |  |  | 1 | DOOR | FALSE
DOSL-038 | DOOR: sliding, 1 leaf, 1150 clear opening, solid, tall vision panel |  |  | 1 | DOOR | FALSE
DOSL-038.01 | DOOR: sliding, 1 leaf, 1150 clear opening, solid, tall vision panel |  |  | 1 | DOOR | FALSE
DOSL-038.02 | DOOR: sliding, 1 leaf, 1150 clear opening, solid, tall vision panel, with integral blind |  |  | 1 | DOOR | FALSE
DOSL-038.03 | DOOR: sliding, 1 leaf, 1150 clear opening, solid, tall vision panel, with switchable glass |  |  | 1 | DOOR | FALSE
DOSL-038.04 | DOOR: sliding, 1 leaf, 1150 clear opening, solid, shielded, tall vision panel, lead glass |  |  | 1 | DOOR | FALSE
DOSL-038.05 | DOOR: sliding, 1 leaf, 1150 clear opening, solid, shielded, tall vision panel, lead glass, with integral blind |  |  | 1 | DOOR | FALSE
DOSL-039 | DOOR: sliding, 1 leaf, 1200 clear opening, solid, tall vision panel |  |  | 1 | DOOR | FALSE
DOSL-039.01 | DOOR: sliding, 1 leaf, 1200 clear opening, solid, tall vision panel |  |  | 1 | DOOR | FALSE
DOSL-039.02 | DOOR: sliding, 1 leaf, 1200 clear opening, solid, tall vision panel, with integral blind |  |  | 1 | DOOR | FALSE
DOSL-039.03 | DOOR: sliding, 1 leaf, 1200 clear opening, solid, tall vision panel, with switchable glass |  |  | 1 | DOOR | FALSE
DOSL-039.04 | DOOR: sliding, 1 leaf, 1200 clear opening, solid, shielded, tall vision panel, lead glass |  |  | 1 | DOOR | FALSE
DOSL-039.05 | DOOR: sliding, 1 leaf, 1200 clear opening, solid, shielded, tall vision panel, lead glass, with integral blind |  |  | 1 | DOOR | FALSE
DOSL-041 | DOOR: sliding, 1 leaf, 800 clear opening, solid, wide vision panel |  |  | 1 | DOOR | FALSE
DOSL-041.01 | DOOR: sliding, 1 leaf, 800 clear opening, solid, wide vision panel |  |  | 1 | DOOR | FALSE
DOSL-041.02 | DOOR: sliding, 1 leaf, 800 clear opening, solid, wide vision panel, with integral blind |  |  | 1 | DOOR | FALSE
DOSL-041.03 | DOOR: sliding, 1 leaf, 800 clear opening, solid, wide vision panel, with switchable glass |  |  | 1 | DOOR | FALSE
DOSL-041.04 | DOOR: sliding, 1 leaf, 800 clear opening, solid, shielded, wide vision panel, lead glass |  |  | 1 | DOOR | FALSE
DOSL-041.05 | DOOR: sliding, 1 leaf, 800 clear opening, solid, shielded, wide vision panel, lead glass, with integral blind |  |  | 1 | DOOR | FALSE
DOSL-042 | DOOR: sliding, 1 leaf, 850 clear opening, solid, wide vision panel |  |  | 1 | DOOR | FALSE
DOSL-042.01 | DOOR: sliding, 1 leaf, 850 clear opening, solid, wide vision panel |  |  | 1 | DOOR | FALSE
DOSL-042.02 | DOOR: sliding, 1 leaf, 850 clear opening, solid, wide vision panel, with integral blind |  |  | 1 | DOOR | FALSE
DOSL-042.03 | DOOR: sliding, 1 leaf, 850 clear opening, solid, wide vision panel, with switchable glass |  |  | 1 | DOOR | FALSE
DOSL-042.04 | DOOR: sliding, 1 leaf, 850 clear opening, solid, shielded, wide vision panel, lead glass |  |  | 1 | DOOR | FALSE
DOSL-042.05 | DOOR: sliding, 1 leaf, 850 clear opening, solid, shielded, wide vision panel, lead glass, with integral blind |  |  | 1 | DOOR | FALSE
DOSL-043 | DOOR: sliding, 1 leaf, 900 clear opening, solid, wide vision panel |  |  | 1 | DOOR | FALSE
DOSL-043.01 | DOOR: sliding, 1 leaf, 900 clear opening, solid, wide vision panel |  |  | 1 | DOOR | FALSE
DOSL-043.02 | DOOR: sliding, 1 leaf, 900 clear opening, solid, wide vision panel, with integral blind |  |  | 1 | DOOR | FALSE
DOSL-043.03 | DOOR: sliding, 1 leaf, 900 clear opening, solid, wide vision panel, with switchable glass |  |  | 1 | DOOR | FALSE
DOSL-043.04 | DOOR: sliding, 1 leaf, 900 clear opening, solid, shielded, wide vision panel, lead glass |  |  | 1 | DOOR | FALSE
DOSL-043.05 | DOOR: sliding, 1 leaf, 900 clear opening, solid, shielded, wide vision panel, lead glass, with integral blind |  |  | 1 | DOOR | FALSE
DOSL-044 | DOOR: sliding, 1 leaf, 950 clear opening, solid, wide vision panel |  |  | 1 | DOOR | FALSE
DOSL-044.01 | DOOR: sliding, 1 leaf, 950 clear opening, solid, wide vision panel |  |  | 1 | DOOR | FALSE
DOSL-044.02 | DOOR: sliding, 1 leaf, 950 clear opening, solid, wide vision panel, with integral blind |  |  | 1 | DOOR | FALSE
DOSL-044.03 | DOOR: sliding, 1 leaf, 950 clear opening, solid, wide vision panel, with switchable glass |  |  | 1 | DOOR | FALSE
DOSL-044.04 | DOOR: sliding, 1 leaf, 950 clear opening, solid, shielded, wide vision panel, lead glass |  |  | 1 | DOOR | FALSE
DOSL-044.05 | DOOR: sliding, 1 leaf, 950 clear opening, solid, shielded, wide vision panel, lead glass, with integral blind |  |  | 1 | DOOR | FALSE
DOSL-045 | DOOR: sliding, 1 leaf, 1000 clear opening, solid, wide vision panel |  |  | 1 | DOOR | FALSE
DOSL-045.01 | DOOR: sliding, 1 leaf, 1000 clear opening, solid, wide vision panel |  |  | 1 | DOOR | FALSE
DOSL-045.02 | DOOR: sliding, 1 leaf, 1000 clear opening, solid, wide vision panel, with integral blind |  |  | 1 | DOOR | FALSE
DOSL-045.03 | DOOR: sliding, 1 leaf, 1000 clear opening, solid, wide vision panel, with switchable glass |  |  | 1 | DOOR | FALSE
DOSL-045.04 | DOOR: sliding, 1 leaf, 1000 clear opening, solid, shielded, wide vision panel, lead glass |  |  | 1 | DOOR | FALSE
DOSL-045.05 | DOOR: sliding, 1 leaf, 1000 clear opening, solid, shielded, wide vision panel, lead glass, with integral blind |  |  | 1 | DOOR | FALSE
DOSL-046 | DOOR: sliding, 1 leaf, 1050 clear opening, solid, wide vision panel |  |  | 1 | DOOR | FALSE
DOSL-046.01 | DOOR: sliding, 1 leaf, 1050 clear opening, solid, wide vision panel |  |  | 1 | DOOR | FALSE
DOSL-046.02 | DOOR: sliding, 1 leaf, 1050 clear opening, solid, wide vision panel, with integral blind |  |  | 1 | DOOR | FALSE
DOSL-046.03 | DOOR: sliding, 1 leaf, 1050 clear opening, solid, wide vision panel, with switchable glass |  |  | 1 | DOOR | FALSE
DOSL-046.04 | DOOR: sliding, 1 leaf, 1050 clear opening, solid, shielded, wide vision panel, lead glass |  |  | 1 | DOOR | FALSE
DOSL-046.05 | DOOR: sliding, 1 leaf, 1050 clear opening, solid, shielded, wide vision panel, lead glass, with integral blind |  |  | 1 | DOOR | FALSE
DOSL-047 | DOOR: sliding, 1 leaf, 1100 clear opening, solid, wide vision panel |  |  | 1 | DOOR | FALSE
DOSL-047.01 | DOOR: sliding, 1 leaf, 1100 clear opening, solid, wide vision panel |  |  | 1 | DOOR | FALSE
DOSL-047.02 | DOOR: sliding, 1 leaf, 1100 clear opening, solid, wide vision panel, with integral blind |  |  | 1 | DOOR | FALSE
DOSL-047.03 | DOOR: sliding, 1 leaf, 1100 clear opening, solid, wide vision panel, with switchable glass |  |  | 1 | DOOR | FALSE
DOSL-047.04 | DOOR: sliding, 1 leaf, 1100 clear opening, solid, shielded, wide vision panel, lead glass |  |  | 1 | DOOR | FALSE
DOSL-047.05 | DOOR: sliding, 1 leaf, 1100 clear opening, solid, shielded, wide vision panel, lead glass, with integral blind |  |  | 1 | DOOR | FALSE
DOSL-048 | DOOR: sliding, 1 leaf, 1150 clear opening, solid, wide vision panel |  |  | 1 | DOOR | FALSE
DOSL-048.01 | DOOR: sliding, 1 leaf, 1150 clear opening, solid, wide vision panel |  |  | 1 | DOOR | FALSE
DOSL-048.02 | DOOR: sliding, 1 leaf, 1150 clear opening, solid, wide vision panel, with integral blind |  |  | 1 | DOOR | FALSE
DOSL-048.03 | DOOR: sliding, 1 leaf, 1150 clear opening, solid, wide vision panel, with switchable glass |  |  | 1 | DOOR | FALSE
DOSL-048.04 | DOOR: sliding, 1 leaf, 1150 clear opening, solid, shielded, wide vision panel, lead glass |  |  | 1 | DOOR | FALSE
DOSL-048.05 | DOOR: sliding, 1 leaf, 1150 clear opening, solid, shielded, wide vision panel, lead glass, with integral blind |  |  | 1 | DOOR | FALSE
DOSL-049 | DOOR: sliding, 1 leaf, 1200 clear opening, solid, wide vision panel |  |  | 1 | DOOR | FALSE
DOSL-049.01 | DOOR: sliding, 1 leaf, 1200 clear opening, solid, wide vision panel |  |  | 1 | DOOR | FALSE
DOSL-049.02 | DOOR: sliding, 1 leaf, 1200 clear opening, solid, wide vision panel, with integral blind |  |  | 1 | DOOR | FALSE
DOSL-049.03 | DOOR: sliding, 1 leaf, 1200 clear opening, solid, wide vision panel, with switchable glass |  |  | 1 | DOOR | FALSE
DOSL-049.04 | DOOR: sliding, 1 leaf, 1200 clear opening, solid, shielded, wide vision panel, lead glass |  |  | 1 | DOOR | FALSE
DOSL-049.05 | DOOR: sliding, 1 leaf, 1200 clear opening, solid, shielded, wide vision panel, lead glass, with integral blind |  |  | 1 | DOOR | FALSE
DOSL-051 | DOOR: sliding, 1 leaf, 800 clear opening, solid, fire rated, fire vision panel |  |  | 1 | DOOR | FALSE
DOSL-051.01 | DOOR: sliding, 1 leaf, 800 clear opening, solid, fire rated, fire vision panel |  |  | 1 | DOOR | FALSE
DOSL-051.02 | DOOR: sliding, 1 leaf, 800 clear opening, solid, fire rated, fire vision panel, with cover |  |  | 1 | DOOR | FALSE
DOSL-051.03 | DOOR: sliding, 1 leaf, 800 clear opening, solid, fire rated, shielded, fire vision panel, lead glass |  |  | 1 | DOOR | FALSE
DOSL-051.04 | DOOR: sliding, 1 leaf, 800 clear opening, solid, fire rated, shielded, fire vision panel, lead glass, with cover |  |  | 1 | DOOR | FALSE
DOSL-052 | DOOR: sliding, 1 leaf, 850 clear opening, solid, fire rated, fire vision panel |  |  | 1 | DOOR | FALSE
DOSL-052.01 | DOOR: sliding, 1 leaf, 850 clear opening, solid, fire rated, fire vision panel |  |  | 1 | DOOR | FALSE
DOSL-052.02 | DOOR: sliding, 1 leaf, 850 clear opening, solid, fire rated, fire vision panel, with cover |  |  | 1 | DOOR | FALSE
DOSL-052.03 | DOOR: sliding, 1 leaf, 850 clear opening, solid, fire rated, shielded, fire vision panel, lead glass |  |  | 1 | DOOR | FALSE
DOSL-052.04 | DOOR: sliding, 1 leaf, 850 clear opening, solid, fire rated, shielded, fire vision panel, lead glass, with cover |  |  | 1 | DOOR | FALSE
DOSL-053 | DOOR: sliding, 1 leaf, 900 clear opening, solid, fire rated, fire vision panel |  |  | 1 | DOOR | FALSE
DOSL-053.01 | DOOR: sliding, 1 leaf, 900 clear opening, solid, fire rated, fire vision panel |  |  | 1 | DOOR | FALSE
DOSL-053.02 | DOOR: sliding, 1 leaf, 900 clear opening, solid, fire rated, fire vision panel, with cover |  |  | 1 | DOOR | FALSE
DOSL-053.03 | DOOR: sliding, 1 leaf, 900 clear opening, solid, fire rated, shielded, fire vision panel, lead glass |  |  | 1 | DOOR | FALSE
DOSL-053.04 | DOOR: sliding, 1 leaf, 900 clear opening, solid, fire rated, shielded, fire vision panel, lead glass, with cover |  |  | 1 | DOOR | FALSE
DOSL-054 | DOOR: sliding, 1 leaf, 950 clear opening, solid, fire rated, fire vision panel |  |  | 1 | DOOR | FALSE
DOSL-054.01 | DOOR: sliding, 1 leaf, 950 clear opening, solid, fire rated, fire vision panel |  |  | 1 | DOOR | FALSE
DOSL-054.02 | DOOR: sliding, 1 leaf, 950 clear opening, solid, fire rated, fire vision panel, with cover |  |  | 1 | DOOR | FALSE
DOSL-054.03 | DOOR: sliding, 1 leaf, 950 clear opening, solid, fire rated, shielded, fire vision panel, lead glass |  |  | 1 | DOOR | FALSE
DOSL-054.04 | DOOR: sliding, 1 leaf, 950 clear opening, solid, fire rated, shielded, fire vision panel, lead glass, with cover |  |  | 1 | DOOR | FALSE
DOSL-055 | DOOR: sliding, 1 leaf, 1000 clear opening, solid, fire rated, fire vision panel |  |  | 1 | DOOR | FALSE
DOSL-055.01 | DOOR: sliding, 1 leaf, 1000 clear opening, solid, fire rated, fire vision panel |  |  | 1 | DOOR | FALSE
DOSL-055.02 | DOOR: sliding, 1 leaf, 1000 clear opening, solid, fire rated, fire vision panel, with cover |  |  | 1 | DOOR | FALSE
DOSL-055.03 | DOOR: sliding, 1 leaf, 1000 clear opening, solid, fire rated, shielded, fire vision panel, lead glass |  |  | 1 | DOOR | FALSE
DOSL-055.04 | DOOR: sliding, 1 leaf, 1000 clear opening, solid, fire rated, shielded, fire vision panel, lead glass, with cover |  |  | 1 | DOOR | FALSE
DOSL-056 | DOOR: sliding, 1 leaf, 1050 clear opening, solid, fire rated, fire vision panel |  |  | 1 | DOOR | FALSE
DOSL-056.01 | DOOR: sliding, 1 leaf, 1050 clear opening, solid, fire rated, fire vision panel |  |  | 1 | DOOR | FALSE
DOSL-056.02 | DOOR: sliding, 1 leaf, 1050 clear opening, solid, fire rated, fire vision panel, with cover |  |  | 1 | DOOR | FALSE
DOSL-056.03 | DOOR: sliding, 1 leaf, 1050 clear opening, solid, fire rated, shielded, fire vision panel, lead glass |  |  | 1 | DOOR | FALSE
DOSL-056.04 | DOOR: sliding, 1 leaf, 1050 clear opening, solid, fire rated, shielded, fire vision panel, lead glass, with cover |  |  | 1 | DOOR | FALSE
DOSL-057 | DOOR: sliding, 1 leaf, 1100 clear opening, solid, fire rated, fire vision panel |  |  | 1 | DOOR | FALSE
DOSL-057.01 | DOOR: sliding, 1 leaf, 1100 clear opening, solid, fire rated, fire vision panel |  |  | 1 | DOOR | FALSE
DOSL-057.02 | DOOR: sliding, 1 leaf, 1100 clear opening, solid, fire rated, fire vision panel, with cover |  |  | 1 | DOOR | FALSE
DOSL-057.03 | DOOR: sliding, 1 leaf, 1100 clear opening, solid, fire rated, shielded, fire vision panel, lead glass |  |  | 1 | DOOR | FALSE
DOSL-057.04 | DOOR: sliding, 1 leaf, 1100 clear opening, solid, fire rated, shielded, fire vision panel, lead glass, with cover |  |  | 1 | DOOR | FALSE
DOSL-058 | DOOR: sliding, 1 leaf, 1150 clear opening, solid, fire rated, fire vision panel |  |  | 1 | DOOR | FALSE
DOSL-058.01 | DOOR: sliding, 1 leaf, 1150 clear opening, solid, fire rated, fire vision panel |  |  | 1 | DOOR | FALSE
DOSL-058.02 | DOOR: sliding, 1 leaf, 1150 clear opening, solid, fire rated, fire vision panel, with cover |  |  | 1 | DOOR | FALSE
DOSL-058.03 | DOOR: sliding, 1 leaf, 1150 clear opening, solid, fire rated, shielded, fire vision panel, lead glass |  |  | 1 | DOOR | FALSE
DOSL-058.04 | DOOR: sliding, 1 leaf, 1150 clear opening, solid, fire rated, shielded, fire vision panel, lead glass, with cover |  |  | 1 | DOOR | FALSE
DOSL-059 | DOOR: sliding, 1 leaf, 1200 clear opening, solid, fire rated, fire vision panel |  |  | 1 | DOOR | FALSE
DOSL-059.01 | DOOR: sliding, 1 leaf, 1200 clear opening, solid, fire rated, fire vision panel |  |  | 1 | DOOR | FALSE
DOSL-059.02 | DOOR: sliding, 1 leaf, 1200 clear opening, solid, fire rated, fire vision panel, with cover |  |  | 1 | DOOR | FALSE
DOSL-059.03 | DOOR: sliding, 1 leaf, 1200 clear opening, solid, fire rated, shielded, fire vision panel, lead glass |  |  | 1 | DOOR | FALSE
DOSL-059.04 | DOOR: sliding, 1 leaf, 1200 clear opening, solid, fire rated, shielded, fire vision panel, lead glass, with cover |  |  | 1 | DOOR | FALSE
DOSL-061 | DOOR: sliding, 1 leaf, 800 clear opening, fully glazed, framed |  |  | 1 | DOOR | FALSE
DOSL-061.01 | DOOR: sliding, 1 leaf, 800 clear opening, fully glazed, framed |  |  | 1 | DOOR | FALSE
DOSL-061.02 | DOOR: sliding, 1 leaf, 800 clear opening, fully glazed, framed, with integral blinds |  |  | 1 | DOOR | FALSE
DOSL-061.03 | DOOR: sliding, 1 leaf, 800 clear opening, fully glazed, framed, with switchable glass |  |  | 1 | DOOR | FALSE
DOSL-062 | DOOR: sliding, 1 leaf, 850 clear opening, fully glazed, framed |  |  | 1 | DOOR | FALSE
DOSL-062.01 | DOOR: sliding, 1 leaf, 850 clear opening, fully glazed, framed |  |  | 1 | DOOR | FALSE
DOSL-062.02 | DOOR: sliding, 1 leaf, 850 clear opening, fully glazed, framed, with integral blinds |  |  | 1 | DOOR | FALSE
DOSL-062.03 | DOOR: sliding, 1 leaf, 850 clear opening, fully glazed, framed, with switchable glass |  |  | 1 | DOOR | FALSE
DOSL-063 | DOOR: sliding, 1 leaf, 900 clear opening, fully glazed, framed |  |  | 1 | DOOR | FALSE
DOSL-063.01 | DOOR: sliding, 1 leaf, 900 clear opening, fully glazed, framed |  |  | 1 | DOOR | FALSE
DOSL-063.02 | DOOR: sliding, 1 leaf, 900 clear opening, fully glazed, framed, with integral blinds |  |  | 1 | DOOR | FALSE
DOSL-063.03 | DOOR: sliding, 1 leaf, 900 clear opening, fully glazed, framed, with switchable glass |  |  | 1 | DOOR | FALSE
DOSL-064 | DOOR: sliding, 1 leaf, 950 clear opening, fully glazed, framed |  |  | 1 | DOOR | FALSE
DOSL-064.01 | DOOR: sliding, 1 leaf, 950 clear opening, fully glazed, framed |  |  | 1 | DOOR | FALSE
DOSL-064.02 | DOOR: sliding, 1 leaf, 950 clear opening, fully glazed, framed, with integral blinds |  |  | 1 | DOOR | FALSE
DOSL-064.03 | DOOR: sliding, 1 leaf, 950 clear opening, fully glazed, framed, with switchable glass |  |  | 1 | DOOR | FALSE
DOSL-065 | DOOR: sliding, 1 leaf, 1000 clear opening, fully glazed, framed |  |  | 1 | DOOR | FALSE
DOSL-065.01 | DOOR: sliding, 1 leaf, 1000 clear opening, fully glazed, framed |  |  | 1 | DOOR | FALSE
DOSL-065.02 | DOOR: sliding, 1 leaf, 1000 clear opening, fully glazed, framed, with integral blinds |  |  | 1 | DOOR | FALSE
DOSL-065.03 | DOOR: sliding, 1 leaf, 1000 clear opening, fully glazed, framed, with switchable glass |  |  | 1 | DOOR | FALSE
DOSL-066 | DOOR: sliding, 1 leaf, 1050 clear opening, fully glazed, framed |  |  | 1 | DOOR | FALSE
DOSL-066.01 | DOOR: sliding, 1 leaf, 1050 clear opening, fully glazed, framed |  |  | 1 | DOOR | FALSE
DOSL-066.02 | DOOR: sliding, 1 leaf, 1050 clear opening, fully glazed, framed, with integral blinds |  |  | 1 | DOOR | FALSE
DOSL-066.03 | DOOR: sliding, 1 leaf, 1050 clear opening, fully glazed, framed, with switchable glass |  |  | 1 | DOOR | FALSE
DOSL-067 | DOOR: sliding, 1 leaf, 1100 clear opening, fully glazed, framed |  |  | 1 | DOOR | FALSE
DOSL-067.01 | DOOR: sliding, 1 leaf, 1100 clear opening, fully glazed, framed |  |  | 1 | DOOR | FALSE
DOSL-067.02 | DOOR: sliding, 1 leaf, 1100 clear opening, fully glazed, framed, with integral blinds |  |  | 1 | DOOR | FALSE
DOSL-067.03 | DOOR: sliding, 1 leaf, 1100 clear opening, fully glazed, framed, with switchable glass |  |  | 1 | DOOR | FALSE
DOSL-068 | DOOR: sliding, 1 leaf, 1150 clear opening, fully glazed, framed |  |  | 1 | DOOR | FALSE
DOSL-068.01 | DOOR: sliding, 1 leaf, 1150 clear opening, fully glazed, framed |  |  | 1 | DOOR | FALSE
DOSL-068.02 | DOOR: sliding, 1 leaf, 1150 clear opening, fully glazed, framed, with integral blinds |  |  | 1 | DOOR | FALSE
DOSL-068.03 | DOOR: sliding, 1 leaf, 1150 clear opening, fully glazed, framed, with switchable glass |  |  | 1 | DOOR | FALSE
DOSL-069 | DOOR: sliding, 1 leaf, 1200 clear opening, fully glazed, framed |  |  | 1 | DOOR | FALSE
DOSL-069.01 | DOOR: sliding, 1 leaf, 1200 clear opening, fully glazed, framed |  |  | 1 | DOOR | FALSE
DOSL-069.02 | DOOR: sliding, 1 leaf, 1200 clear opening, fully glazed, framed, with integral blinds |  |  | 1 | DOOR | FALSE
DOSL-069.03 | DOOR: sliding, 1 leaf, 1200 clear opening, fully glazed, framed, with switchable glass |  |  | 1 | DOOR | FALSE
DOSL-071 | DOOR: sliding, 1 leaf, 800 clear opening, fully glazed, framed with mid-rail |  |  | 1 | DOOR | FALSE
DOSL-071.01 | DOOR: sliding, 1 leaf, 800 clear opening, fully glazed, framed with mid-rail |  |  | 1 | DOOR | FALSE
DOSL-071.02 | DOOR: sliding, 1 leaf, 800 clear opening, fully glazed, framed with mid-rail, with integral blinds |  |  | 1 | DOOR | FALSE
DOSL-071.03 | DOOR: sliding, 1 leaf, 800 clear opening, fully glazed, framed with mid-rail, with switchable glass |  |  | 1 | DOOR | FALSE
DOSL-072 | DOOR: sliding, 1 leaf, 850 clear opening, fully glazed, framed with mid-rail |  |  | 1 | DOOR | FALSE
DOSL-072.01 | DOOR: sliding, 1 leaf, 850 clear opening, fully glazed, framed with mid-rail |  |  | 1 | DOOR | FALSE
DOSL-072.02 | DOOR: sliding, 1 leaf, 850 clear opening, fully glazed, framed with mid-rail, with integral blinds |  |  | 1 | DOOR | FALSE
DOSL-072.03 | DOOR: sliding, 1 leaf, 850 clear opening, fully glazed, framed with mid-rail, with switchable glass |  |  | 1 | DOOR | FALSE
DOSL-073 | DOOR: sliding, 1 leaf, 900 clear opening, fully glazed, framed with mid-rail |  |  | 1 | DOOR | FALSE
DOSL-073.01 | DOOR: sliding, 1 leaf, 900 clear opening, fully glazed, framed with mid-rail |  |  | 1 | DOOR | FALSE
DOSL-073.02 | DOOR: sliding, 1 leaf, 900 clear opening, fully glazed, framed with mid-rail, with integral blinds |  |  | 1 | DOOR | TRUE
DOSL-073.03 | DOOR: sliding, 1 leaf, 900 clear opening, fully glazed, framed with mid-rail, with switchable glass |  |  | 1 | DOOR | FALSE
DOSL-074 | DOOR: sliding, 1 leaf, 950 clear opening, fully glazed, framed with mid-rail |  |  | 1 | DOOR | FALSE
DOSL-074.01 | DOOR: sliding, 1 leaf, 950 clear opening, fully glazed, framed with mid-rail |  |  | 1 | DOOR | FALSE
DOSL-074.02 | DOOR: sliding, 1 leaf, 950 clear opening, fully glazed, framed with mid-rail, with integral blinds |  |  | 1 | DOOR | FALSE
DOSL-074.03 | DOOR: sliding, 1 leaf, 950 clear opening, fully glazed, framed with mid-rail, with switchable glass |  |  | 1 | DOOR | FALSE
DOSL-075 | DOOR: sliding, 1 leaf, 1000 clear opening, fully glazed, framed with mid-rail |  |  | 1 | DOOR | FALSE
DOSL-075.01 | DOOR: sliding, 1 leaf, 1000 clear opening, fully glazed, framed with mid-rail |  |  | 1 | DOOR | FALSE
DOSL-075.02 | DOOR: sliding, 1 leaf, 1000 clear opening, fully glazed, framed with mid-rail, with integral blinds |  |  | 1 | DOOR | FALSE
DOSL-075.03 | DOOR: sliding, 1 leaf, 1000 clear opening, fully glazed, framed with mid-rail, with switchable glass |  |  | 1 | DOOR | FALSE
DOSL-076 | DOOR: sliding, 1 leaf, 1050 clear opening, fully glazed, framed with mid-rail |  |  | 1 | DOOR | FALSE
DOSL-076.01 | DOOR: sliding, 1 leaf, 1050 clear opening, fully glazed, framed with mid-rail |  |  | 1 | DOOR | FALSE
DOSL-076.02 | DOOR: sliding, 1 leaf, 1050 clear opening, fully glazed, framed with mid-rail, with integral blinds |  |  | 1 | DOOR | FALSE
DOSL-076.03 | DOOR: sliding, 1 leaf, 1050 clear opening, fully glazed, framed with mid-rail, with switchable glass |  |  | 1 | DOOR | FALSE
DOSL-077 | DOOR: sliding, 1 leaf, 1100 clear opening, fully glazed, framed with mid-rail |  |  | 1 | DOOR | FALSE
DOSL-077.01 | DOOR: sliding, 1 leaf, 1100 clear opening, fully glazed, framed with mid-rail |  |  | 1 | DOOR | FALSE
DOSL-077.02 | DOOR: sliding, 1 leaf, 1100 clear opening, fully glazed, framed with mid-rail, with integral blinds |  |  | 1 | DOOR | FALSE
DOSL-077.03 | DOOR: sliding, 1 leaf, 1100 clear opening, fully glazed, framed with mid-rail, with switchable glass |  |  | 1 | DOOR | FALSE
DOSL-078 | DOOR: sliding, 1 leaf, 1150 clear opening, fully glazed, framed with mid-rail |  |  | 1 | DOOR | FALSE
DOSL-078.01 | DOOR: sliding, 1 leaf, 1150 clear opening, fully glazed, framed with mid-rail |  |  | 1 | DOOR | FALSE
DOSL-078.02 | DOOR: sliding, 1 leaf, 1150 clear opening, fully glazed, framed with mid-rail, with integral blinds |  |  | 1 | DOOR | FALSE
DOSL-078.03 | DOOR: sliding, 1 leaf, 1150 clear opening, fully glazed, framed with mid-rail, with switchable glass |  |  | 1 | DOOR | FALSE
DOSL-079 | DOOR: sliding, 1 leaf, 1200 clear opening, fully glazed, framed with mid-rail |  |  | 1 | DOOR | FALSE
DOSL-079.01 | DOOR: sliding, 1 leaf, 1200 clear opening, fully glazed, framed with mid-rail |  |  | 1 | DOOR | FALSE
DOSL-079.02 | DOOR: sliding, 1 leaf, 1200 clear opening, fully glazed, framed with mid-rail, with integral blinds |  |  | 1 | DOOR | FALSE
DOSL-079.03 | DOOR: sliding, 1 leaf, 1200 clear opening, fully glazed, framed with mid-rail, with switchable glass |  |  | 1 | DOOR | FALSE
DOSL-081 | DOOR: sliding, 1 leaf, 800 clear opening, fully glazed, frameless |  |  | 1 | DOOR | FALSE
DOSL-082 | DOOR: sliding, 1 leaf, 850 clear opening, fully glazed, frameless |  |  | 1 | DOOR | FALSE
DOSL-083 | DOOR: sliding, 1 leaf, 900 clear opening, fully glazed, frameless |  |  | 1 | DOOR | FALSE
DOSL-084 | DOOR: sliding, 1 leaf, 950 clear opening, fully glazed, frameless |  |  | 1 | DOOR | FALSE
DOSL-085 | DOOR: sliding, 1 leaf, 1000 clear opening, fully glazed, frameless |  |  | 1 | DOOR | FALSE
DOSL-086 | DOOR: sliding, 1 leaf, 1050 clear opening, fully glazed, frameless |  |  | 1 | DOOR | FALSE
DOSL-087 | DOOR: sliding, 1 leaf, 1100 clear opening, fully glazed, frameless |  |  | 1 | DOOR | FALSE
DOSL-088 | DOOR: sliding, 1 leaf, 1150 clear opening, fully glazed, frameless |  |  | 1 | DOOR | FALSE
DOSL-089 | DOOR: sliding, 1 leaf, 1200 clear opening, fully glazed, frameless |  |  | 1 | DOOR | FALSE
DOSL-201 | DOOR: sliding, bi-parting, 2 leaves, 1500 clear opening, solid |  |  | 1 | DOOR | FALSE
DOSL-201.01 | DOOR: sliding, bi-parting, 2 leaves, 1500 clear opening, solid |  |  | 1 | DOOR | FALSE
DOSL-201.02 | DOOR: sliding, bi-parting, 2 leaves, 1500 clear opening, solid, shielded |  |  | 1 | DOOR | FALSE
DOSL-201.03 | DOOR: sliding, bi-parting, 2 leaves, 1500 clear opening, solid, fire rated |  |  | 1 | DOOR | FALSE
DOSL-201.04 | DOOR: sliding, bi-parting, 2 leaves, 1500 clear opening, solid, fire rated, shielded |  |  | 1 | DOOR | FALSE
DOSL-202 | DOOR: sliding, bi-parting, 2 leaves, 1600 clear opening, solid |  |  | 1 | DOOR | FALSE
DOSL-202.01 | DOOR: sliding, bi-parting, 2 leaves, 1600 clear opening, solid | DWSC-051 | DOOR: double leaf, solid core, sliding, paint | 1 | DOOR | FALSE
DOSL-202.02 | DOOR: sliding, bi-parting, 2 leaves, 1600 clear opening, solid, shielded |  |  | 1 | DOOR | FALSE
DOSL-202.03 | DOOR: sliding, bi-parting, 2 leaves, 1600 clear opening, solid, fire rated |  |  | 1 | DOOR | FALSE
DOSL-202.04 | DOOR: sliding, bi-parting, 2 leaves, 1600 clear opening, solid, fire rated, shielded |  |  | 1 | DOOR | FALSE
DOSL-203 | DOOR: sliding, bi-parting, 2 leaves, 1700 clear opening, solid |  |  | 1 | DOOR | FALSE
DOSL-203.01 | DOOR: sliding, bi-parting, 2 leaves, 1700 clear opening, solid |  |  | 1 | DOOR | FALSE
DOSL-203.02 | DOOR: sliding, bi-parting, 2 leaves, 1700 clear opening, solid, shielded |  |  | 1 | DOOR | FALSE
DOSL-203.03 | DOOR: sliding, bi-parting, 2 leaves, 1700 clear opening, solid, fire rated |  |  | 1 | DOOR | FALSE
DOSL-203.04 | DOOR: sliding, bi-parting, 2 leaves, 1700 clear opening, solid, fire rated, shielded |  |  | 1 | DOOR | FALSE
DOSL-204 | DOOR: sliding, bi-parting, 2 leaves, 1800 clear opening, solid |  |  | 1 | DOOR | FALSE
DOSL-204.01 | DOOR: sliding, bi-parting, 2 leaves, 1800 clear opening, solid |  |  | 1 | DOOR | FALSE
DOSL-204.02 | DOOR: sliding, bi-parting, 2 leaves, 1800 clear opening, solid, shielded |  |  | 1 | DOOR | FALSE
DOSL-204.03 | DOOR: sliding, bi-parting, 2 leaves, 1800 clear opening, solid, fire rated |  |  | 1 | DOOR | FALSE
DOSL-204.04 | DOOR: sliding, bi-parting, 2 leaves, 1800 clear opening, solid, fire rated, shielded |  |  | 1 | DOOR | FALSE
DOSL-205 | DOOR: sliding, bi-parting, 2 leaves, 1900 clear opening, solid |  |  | 1 | DOOR | FALSE
DOSL-205.01 | DOOR: sliding, bi-parting, 2 leaves, 1900 clear opening, solid |  |  | 1 | DOOR | FALSE
DOSL-205.02 | DOOR: sliding, bi-parting, 2 leaves, 1900 clear opening, solid, shielded |  |  | 1 | DOOR | FALSE
DOSL-205.03 | DOOR: sliding, bi-parting, 2 leaves, 1900 clear opening, solid, fire rated |  |  | 1 | DOOR | FALSE
DOSL-205.04 | DOOR: sliding, bi-parting, 2 leaves, 1900 clear opening, solid, fire rated, shielded |  |  | 1 | DOOR | FALSE
DOSL-206 | DOOR: sliding, bi-parting, 2 leaves, 2000 clear opening, solid |  |  | 1 | DOOR | FALSE
DOSL-206.01 | DOOR: sliding, bi-parting, 2 leaves, 2000 clear opening, solid |  |  | 1 | DOOR | FALSE
DOSL-206.02 | DOOR: sliding, bi-parting, 2 leaves, 2000 clear opening, solid, shielded |  |  | 1 | DOOR | FALSE
DOSL-206.03 | DOOR: sliding, bi-parting, 2 leaves, 2000 clear opening, solid, fire rated |  |  | 1 | DOOR | FALSE
DOSL-206.04 | DOOR: sliding, bi-parting, 2 leaves, 2000 clear opening, solid, fire rated, shielded |  |  | 1 | DOOR | FALSE
DOSL-207 | DOOR: sliding, bi-parting, 2 leaves, 2100 clear opening, solid |  |  | 1 | DOOR | FALSE
DOSL-207.01 | DOOR: sliding, bi-parting, 2 leaves, 2100 clear opening, solid |  |  | 1 | DOOR | FALSE
DOSL-207.02 | DOOR: sliding, bi-parting, 2 leaves, 2100 clear opening, solid, shielded |  |  | 1 | DOOR | FALSE
DOSL-207.03 | DOOR: sliding, bi-parting, 2 leaves, 2100 clear opening, solid, fire rated |  |  | 1 | DOOR | FALSE
DOSL-207.04 | DOOR: sliding, bi-parting, 2 leaves, 2100 clear opening, solid, fire rated, shielded |  |  | 1 | DOOR | FALSE
DOSL-208 | DOOR: sliding, bi-parting, 2 leaves, 2200 clear opening, solid |  |  | 1 | DOOR | FALSE
DOSL-208.01 | DOOR: sliding, bi-parting, 2 leaves, 2200 clear opening, solid |  |  | 1 | DOOR | FALSE
DOSL-208.02 | DOOR: sliding, bi-parting, 2 leaves, 2200 clear opening, solid, shielded |  |  | 1 | DOOR | FALSE
DOSL-208.03 | DOOR: sliding, bi-parting, 2 leaves, 2200 clear opening, solid, fire rated |  |  | 1 | DOOR | FALSE
DOSL-208.04 | DOOR: sliding, bi-parting, 2 leaves, 2200 clear opening, solid, fire rated, shielded |  |  | 1 | DOOR | FALSE
DOSL-209 | DOOR: sliding, bi-parting, 2 leaves, 2300 clear opening, solid |  |  | 1 | DOOR | FALSE
DOSL-209.01 | DOOR: sliding, bi-parting, 2 leaves, 2300 clear opening, solid |  |  | 1 | DOOR | FALSE
DOSL-209.02 | DOOR: sliding, bi-parting, 2 leaves, 2300 clear opening, solid, shielded |  |  | 1 | DOOR | FALSE
DOSL-209.03 | DOOR: sliding, bi-parting, 2 leaves, 2300 clear opening, solid, fire rated |  |  | 1 | DOOR | FALSE
DOSL-209.04 | DOOR: sliding, bi-parting, 2 leaves, 2300 clear opening, solid, fire rated, shielded |  |  | 1 | DOOR | FALSE
DOSL-211 | DOOR: sliding, bi-parting, 2 leaves, 1500 clear opening, solid, standard vision panel |  |  | 1 | DOOR | FALSE
DOSL-211.01 | DOOR: sliding, bi-parting, 2 leaves, 1500 clear opening, solid, standard vision panel |  |  | 1 | DOOR | FALSE
DOSL-211.02 | DOOR: sliding, bi-parting, 2 leaves, 1500 clear opening, solid, standard vision panel, with integral blind |  |  | 1 | DOOR | FALSE
DOSL-211.03 | DOOR: sliding, bi-parting, 2 leaves, 1500 clear opening, solid, standard vision panel, with cover |  |  | 1 | DOOR | FALSE
DOSL-211.04 | DOOR: sliding, bi-parting, 2 leaves, 1500 clear opening, solid, standard vision panel, with switchable glass |  |  | 1 | DOOR | FALSE
DOSL-211.05 | DOOR: sliding, bi-parting, 2 leaves, 1500 clear opening, solid, shielded, standard vision panel, lead glass |  |  | 1 | DOOR | FALSE
DOSL-211.06 | DOOR: sliding, bi-parting, 2 leaves, 1500 clear opening, solid, shielded, standard vision panel, lead glass, with integral blind |  |  | 1 | DOOR | FALSE
DOSL-211.07 | DOOR: sliding, bi-parting, 2 leaves, 1500 clear opening, solid, shielded, standard vision panel, lead glass, with cover |  |  | 1 | DOOR | FALSE
DOSL-212 | DOOR: sliding, bi-parting, 2 leaves, 1600 clear opening, solid, standard vision panel |  |  | 1 | DOOR | FALSE
DOSL-212.01 | DOOR: sliding, bi-parting, 2 leaves, 1600 clear opening, solid, standard vision panel | DWGL-053 | DOOR: 1600mm c/o, double leaf, sliding, observation panel, solid core/glass, paint | 1 | DOOR | TRUE
DOSL-212.02 | DOOR: sliding, bi-parting, 2 leaves, 1600 clear opening, solid, standard vision panel, with integral blind |  |  | 1 | DOOR | FALSE
DOSL-212.03 | DOOR: sliding, bi-parting, 2 leaves, 1600 clear opening, solid, standard vision panel, with cover |  |  | 1 | DOOR | FALSE
DOSL-212.04 | DOOR: sliding, bi-parting, 2 leaves, 1600 clear opening, solid, standard vision panel, with switchable glass |  |  | 1 | DOOR | FALSE
DOSL-212.05 | DOOR: sliding, bi-parting, 2 leaves, 1600 clear opening, solid, shielded, standard vision panel, lead glass |  |  | 1 | DOOR | FALSE
DOSL-212.06 | DOOR: sliding, bi-parting, 2 leaves, 1600 clear opening, solid, shielded, standard vision panel, lead glass, with integral blind |  |  | 1 | DOOR | FALSE
DOSL-212.07 | DOOR: sliding, bi-parting, 2 leaves, 1600 clear opening, solid, shielded, standard vision panel, lead glass, with cover |  |  | 1 | DOOR | FALSE
DOSL-213 | DOOR: sliding, bi-parting, 2 leaves, 1700 clear opening, solid, standard vision panel |  |  | 1 | DOOR | FALSE
DOSL-213.01 | DOOR: sliding, bi-parting, 2 leaves, 1700 clear opening, solid, standard vision panel |  |  | 1 | DOOR | FALSE
DOSL-213.02 | DOOR: sliding, bi-parting, 2 leaves, 1700 clear opening, solid, standard vision panel, with integral blind |  |  | 1 | DOOR | FALSE
DOSL-213.03 | DOOR: sliding, bi-parting, 2 leaves, 1700 clear opening, solid, standard vision panel, with cover |  |  | 1 | DOOR | FALSE
DOSL-213.04 | DOOR: sliding, bi-parting, 2 leaves, 1700 clear opening, solid, standard vision panel, with switchable glass |  |  | 1 | DOOR | FALSE
DOSL-213.05 | DOOR: sliding, bi-parting, 2 leaves, 1700 clear opening, solid, shielded, standard vision panel, lead glass |  |  | 1 | DOOR | FALSE
DOSL-213.06 | DOOR: sliding, bi-parting, 2 leaves, 1700 clear opening, solid, shielded, standard vision panel, lead glass, with integral blind |  |  | 1 | DOOR | FALSE
DOSL-213.07 | DOOR: sliding, bi-parting, 2 leaves, 1700 clear opening, solid, shielded, standard vision panel, lead glass, with cover |  |  | 1 | DOOR | FALSE
DOSL-214 | DOOR: sliding, bi-parting, 2 leaves, 1800 clear opening, solid, standard vision panel |  |  | 1 | DOOR | FALSE
DOSL-214.01 | DOOR: sliding, bi-parting, 2 leaves, 1800 clear opening, solid, standard vision panel |  |  | 1 | DOOR | FALSE
DOSL-214.02 | DOOR: sliding, bi-parting, 2 leaves, 1800 clear opening, solid, standard vision panel, with integral blind |  |  | 1 | DOOR | FALSE
DOSL-214.03 | DOOR: sliding, bi-parting, 2 leaves, 1800 clear opening, solid, standard vision panel, with cover |  |  | 1 | DOOR | FALSE
DOSL-214.04 | DOOR: sliding, bi-parting, 2 leaves, 1800 clear opening, solid, standard vision panel, with switchable glass |  |  | 1 | DOOR | FALSE
DOSL-214.05 | DOOR: sliding, bi-parting, 2 leaves, 1800 clear opening, solid, shielded, standard vision panel, lead glass |  |  | 1 | DOOR | FALSE
DOSL-214.06 | DOOR: sliding, bi-parting, 2 leaves, 1800 clear opening, solid, shielded, standard vision panel, lead glass, with integral blind |  |  | 1 | DOOR | FALSE
DOSL-214.07 | DOOR: sliding, bi-parting, 2 leaves, 1800 clear opening, solid, shielded, standard vision panel, lead glass, with cover |  |  | 1 | DOOR | FALSE
DOSL-215 | DOOR: sliding, bi-parting, 2 leaves, 1900 clear opening, solid, standard vision panel |  |  | 1 | DOOR | FALSE
DOSL-215.01 | DOOR: sliding, bi-parting, 2 leaves, 1900 clear opening, solid, standard vision panel |  |  | 1 | DOOR | FALSE
DOSL-215.02 | DOOR: sliding, bi-parting, 2 leaves, 1900 clear opening, solid, standard vision panel, with integral blind |  |  | 1 | DOOR | FALSE
DOSL-215.03 | DOOR: sliding, bi-parting, 2 leaves, 1900 clear opening, solid, standard vision panel, with cover |  |  | 1 | DOOR | FALSE
DOSL-215.04 | DOOR: sliding, bi-parting, 2 leaves, 1900 clear opening, solid, standard vision panel, with switchable glass |  |  | 1 | DOOR | FALSE
DOSL-215.05 | DOOR: sliding, bi-parting, 2 leaves, 1900 clear opening, solid, shielded, standard vision panel, lead glass |  |  | 1 | DOOR | FALSE
DOSL-215.06 | DOOR: sliding, bi-parting, 2 leaves, 1900 clear opening, solid, shielded, standard vision panel, lead glass, with integral blind |  |  | 1 | DOOR | FALSE
DOSL-215.07 | DOOR: sliding, bi-parting, 2 leaves, 1900 clear opening, solid, shielded, standard vision panel, lead glass, with cover |  |  | 1 | DOOR | FALSE
DOSL-216 | DOOR: sliding, bi-parting, 2 leaves, 2000 clear opening, solid, standard vision panel |  |  | 1 | DOOR | FALSE
DOSL-216.01 | DOOR: sliding, bi-parting, 2 leaves, 2000 clear opening, solid, standard vision panel |  |  | 1 | DOOR | FALSE
DOSL-216.02 | DOOR: sliding, bi-parting, 2 leaves, 2000 clear opening, solid, standard vision panel, with integral blind |  |  | 1 | DOOR | FALSE
DOSL-216.03 | DOOR: sliding, bi-parting, 2 leaves, 2000 clear opening, solid, standard vision panel, with cover |  |  | 1 | DOOR | FALSE
DOSL-216.04 | DOOR: sliding, bi-parting, 2 leaves, 2000 clear opening, solid, standard vision panel, with switchable glass |  |  | 1 | DOOR | FALSE
DOSL-216.05 | DOOR: sliding, bi-parting, 2 leaves, 2000 clear opening, solid, shielded, standard vision panel, lead glass |  |  | 1 | DOOR | FALSE
DOSL-216.06 | DOOR: sliding, bi-parting, 2 leaves, 2000 clear opening, solid, shielded, standard vision panel, lead glass, with integral blind |  |  | 1 | DOOR | FALSE
DOSL-216.07 | DOOR: sliding, bi-parting, 2 leaves, 2000 clear opening, solid, shielded, standard vision panel, lead glass, with cover |  |  | 1 | DOOR | FALSE
DOSL-217 | DOOR: sliding, bi-parting, 2 leaves, 2100 clear opening, solid, standard vision panel |  |  | 1 | DOOR | FALSE
DOSL-217.01 | DOOR: sliding, bi-parting, 2 leaves, 2100 clear opening, solid, standard vision panel |  |  | 1 | DOOR | FALSE
DOSL-217.02 | DOOR: sliding, bi-parting, 2 leaves, 2100 clear opening, solid, standard vision panel, with integral blind |  |  | 1 | DOOR | FALSE
DOSL-217.03 | DOOR: sliding, bi-parting, 2 leaves, 2100 clear opening, solid, standard vision panel, with cover |  |  | 1 | DOOR | FALSE
DOSL-217.04 | DOOR: sliding, bi-parting, 2 leaves, 2100 clear opening, solid, standard vision panel, with switchable glass |  |  | 1 | DOOR | FALSE
DOSL-217.05 | DOOR: sliding, bi-parting, 2 leaves, 2100 clear opening, solid, shielded, standard vision panel, lead glass |  |  | 1 | DOOR | FALSE
DOSL-217.06 | DOOR: sliding, bi-parting, 2 leaves, 2100 clear opening, solid, shielded, standard vision panel, lead glass, with integral blind |  |  | 1 | DOOR | FALSE
DOSL-217.07 | DOOR: sliding, bi-parting, 2 leaves, 2100 clear opening, solid, shielded, standard vision panel, lead glass, with cover |  |  | 1 | DOOR | FALSE
DOSL-218 | DOOR: sliding, bi-parting, 2 leaves, 2200 clear opening, solid, standard vision panel |  |  | 1 | DOOR | FALSE
DOSL-218.01 | DOOR: sliding, bi-parting, 2 leaves, 2200 clear opening, solid, standard vision panel |  |  | 1 | DOOR | FALSE
DOSL-218.02 | DOOR: sliding, bi-parting, 2 leaves, 2200 clear opening, solid, standard vision panel, with integral blind |  |  | 1 | DOOR | FALSE
DOSL-218.03 | DOOR: sliding, bi-parting, 2 leaves, 2200 clear opening, solid, standard vision panel, with cover |  |  | 1 | DOOR | FALSE
DOSL-218.04 | DOOR: sliding, bi-parting, 2 leaves, 2200 clear opening, solid, standard vision panel, with switchable glass |  |  | 1 | DOOR | FALSE
DOSL-218.05 | DOOR: sliding, bi-parting, 2 leaves, 2200 clear opening, solid, shielded, standard vision panel, lead glass |  |  | 1 | DOOR | FALSE
DOSL-218.06 | DOOR: sliding, bi-parting, 2 leaves, 2200 clear opening, solid, shielded, standard vision panel, lead glass, with integral blind |  |  | 1 | DOOR | FALSE
DOSL-218.07 | DOOR: sliding, bi-parting, 2 leaves, 2200 clear opening, solid, shielded, standard vision panel, lead glass, with cover |  |  | 1 | DOOR | FALSE
DOSL-219 | DOOR: sliding, bi-parting, 2 leaves, 2300 clear opening, solid, standard vision panel |  |  | 1 | DOOR | FALSE
DOSL-219.01 | DOOR: sliding, bi-parting, 2 leaves, 2300 clear opening, solid, standard vision panel |  |  | 1 | DOOR | FALSE
DOSL-219.02 | DOOR: sliding, bi-parting, 2 leaves, 2300 clear opening, solid, standard vision panel, with integral blind |  |  | 1 | DOOR | FALSE
DOSL-219.03 | DOOR: sliding, bi-parting, 2 leaves, 2300 clear opening, solid, standard vision panel, with cover |  |  | 1 | DOOR | FALSE
DOSL-219.04 | DOOR: sliding, bi-parting, 2 leaves, 2300 clear opening, solid, standard vision panel, with switchable glass |  |  | 1 | DOOR | FALSE
DOSL-219.05 | DOOR: sliding, bi-parting, 2 leaves, 2300 clear opening, solid, shielded, standard vision panel, lead glass |  |  | 1 | DOOR | FALSE
DOSL-219.06 | DOOR: sliding, bi-parting, 2 leaves, 2300 clear opening, solid, shielded, standard vision panel, lead glass, with integral blind |  |  | 1 | DOOR | FALSE
DOSL-219.07 | DOOR: sliding, bi-parting, 2 leaves, 2300 clear opening, solid, shielded, standard vision panel, lead glass, with cover |  |  | 1 | DOOR | FALSE
DOSL-221 | DOOR: sliding, bi-parting, 2 leaves, 1500 clear opening, solid, small vision panel |  |  | 1 | DOOR | FALSE
DOSL-221.01 | DOOR: sliding, bi-parting, 2 leaves, 1500 clear opening, solid, small vision panel |  |  | 1 | DOOR | FALSE
DOSL-221.02 | DOOR: sliding, bi-parting, 2 leaves, 1500 clear opening, solid, small vision panel, with integral blind |  |  | 1 | DOOR | FALSE
DOSL-221.03 | DOOR: sliding, bi-parting, 2 leaves, 1500 clear opening, solid, small vision panel, with cover |  |  | 1 | DOOR | FALSE
DOSL-221.04 | DOOR: sliding, bi-parting, 2 leaves, 1500 clear opening, solid, small vision panel, with switchable glass |  |  | 1 | DOOR | FALSE
DOSL-221.05 | DOOR: sliding, bi-parting, 2 leaves, 1500 clear opening, solid, shielded, small vision panel, lead glass |  |  | 1 | DOOR | FALSE
DOSL-221.06 | DOOR: sliding, bi-parting, 2 leaves, 1500 clear opening, solid, shielded, small vision panel, lead glass, with integral blind |  |  | 1 | DOOR | FALSE
DOSL-221.07 | DOOR: sliding, bi-parting, 2 leaves, 1500 clear opening, solid, shielded, small vision panel, lead glass, with cover |  |  | 1 | DOOR | FALSE
DOSL-222 | DOOR: sliding, bi-parting, 2 leaves, 1600 clear opening, solid, small vision panel |  |  | 1 | DOOR | FALSE
DOSL-222.01 | DOOR: sliding, bi-parting, 2 leaves, 1600 clear opening, solid, small vision panel |  |  | 1 | DOOR | FALSE
DOSL-222.02 | DOOR: sliding, bi-parting, 2 leaves, 1600 clear opening, solid, small vision panel, with integral blind |  |  | 1 | DOOR | FALSE
DOSL-222.03 | DOOR: sliding, bi-parting, 2 leaves, 1600 clear opening, solid, small vision panel, with cover |  |  | 1 | DOOR | FALSE
DOSL-222.04 | DOOR: sliding, bi-parting, 2 leaves, 1600 clear opening, solid, small vision panel, with switchable glass |  |  | 1 | DOOR | FALSE
DOSL-222.05 | DOOR: sliding, bi-parting, 2 leaves, 1600 clear opening, solid, shielded, small vision panel, lead glass |  |  | 1 | DOOR | FALSE
DOSL-222.06 | DOOR: sliding, bi-parting, 2 leaves, 1600 clear opening, solid, shielded, small vision panel, lead glass, with integral blind |  |  | 1 | DOOR | FALSE
DOSL-222.07 | DOOR: sliding, bi-parting, 2 leaves, 1600 clear opening, solid, shielded, small vision panel, lead glass, with cover |  |  | 1 | DOOR | FALSE
DOSL-223 | DOOR: sliding, bi-parting, 2 leaves, 1700 clear opening, solid, small vision panel |  |  | 1 | DOOR | FALSE
DOSL-223.01 | DOOR: sliding, bi-parting, 2 leaves, 1700 clear opening, solid, small vision panel |  |  | 1 | DOOR | FALSE
DOSL-223.02 | DOOR: sliding, bi-parting, 2 leaves, 1700 clear opening, solid, small vision panel, with integral blind |  |  | 1 | DOOR | FALSE
DOSL-223.03 | DOOR: sliding, bi-parting, 2 leaves, 1700 clear opening, solid, small vision panel, with cover |  |  | 1 | DOOR | FALSE
DOSL-223.04 | DOOR: sliding, bi-parting, 2 leaves, 1700 clear opening, solid, small vision panel, with switchable glass |  |  | 1 | DOOR | FALSE
DOSL-223.05 | DOOR: sliding, bi-parting, 2 leaves, 1700 clear opening, solid, shielded, small vision panel, lead glass |  |  | 1 | DOOR | FALSE
DOSL-223.06 | DOOR: sliding, bi-parting, 2 leaves, 1700 clear opening, solid, shielded, small vision panel, lead glass, with integral blind |  |  | 1 | DOOR | FALSE
DOSL-223.07 | DOOR: sliding, bi-parting, 2 leaves, 1700 clear opening, solid, shielded, small vision panel, lead glass, with cover |  |  | 1 | DOOR | FALSE
DOSL-224 | DOOR: sliding, bi-parting, 2 leaves, 1800 clear opening, solid, small vision panel |  |  | 1 | DOOR | FALSE
DOSL-224.01 | DOOR: sliding, bi-parting, 2 leaves, 1800 clear opening, solid, small vision panel |  |  | 1 | DOOR | FALSE
DOSL-224.02 | DOOR: sliding, bi-parting, 2 leaves, 1800 clear opening, solid, small vision panel, with integral blind |  |  | 1 | DOOR | FALSE
DOSL-224.03 | DOOR: sliding, bi-parting, 2 leaves, 1800 clear opening, solid, small vision panel, with cover |  |  | 1 | DOOR | FALSE
DOSL-224.04 | DOOR: sliding, bi-parting, 2 leaves, 1800 clear opening, solid, small vision panel, with switchable glass |  |  | 1 | DOOR | FALSE
DOSL-224.05 | DOOR: sliding, bi-parting, 2 leaves, 1800 clear opening, solid, shielded, small vision panel, lead glass |  |  | 1 | DOOR | FALSE
DOSL-224.06 | DOOR: sliding, bi-parting, 2 leaves, 1800 clear opening, solid, shielded, small vision panel, lead glass, with integral blind |  |  | 1 | DOOR | FALSE
DOSL-224.07 | DOOR: sliding, bi-parting, 2 leaves, 1800 clear opening, solid, shielded, small vision panel, lead glass, with cover |  |  | 1 | DOOR | FALSE
DOSL-225 | DOOR: sliding, bi-parting, 2 leaves, 1900 clear opening, solid, small vision panel |  |  | 1 | DOOR | FALSE
DOSL-225.01 | DOOR: sliding, bi-parting, 2 leaves, 1900 clear opening, solid, small vision panel |  |  | 1 | DOOR | FALSE
DOSL-225.02 | DOOR: sliding, bi-parting, 2 leaves, 1900 clear opening, solid, small vision panel, with integral blind |  |  | 1 | DOOR | FALSE
DOSL-225.03 | DOOR: sliding, bi-parting, 2 leaves, 1900 clear opening, solid, small vision panel, with cover |  |  | 1 | DOOR | FALSE
DOSL-225.04 | DOOR: sliding, bi-parting, 2 leaves, 1900 clear opening, solid, small vision panel, with switchable glass |  |  | 1 | DOOR | FALSE
DOSL-225.05 | DOOR: sliding, bi-parting, 2 leaves, 1900 clear opening, solid, shielded, small vision panel, lead glass |  |  | 1 | DOOR | FALSE
DOSL-225.06 | DOOR: sliding, bi-parting, 2 leaves, 1900 clear opening, solid, shielded, small vision panel, lead glass, with integral blind |  |  | 1 | DOOR | FALSE
DOSL-225.07 | DOOR: sliding, bi-parting, 2 leaves, 1900 clear opening, solid, shielded, small vision panel, lead glass, with cover |  |  | 1 | DOOR | FALSE
DOSL-226 | DOOR: sliding, bi-parting, 2 leaves, 2000 clear opening, solid, small vision panel |  |  | 1 | DOOR | FALSE
DOSL-226.01 | DOOR: sliding, bi-parting, 2 leaves, 2000 clear opening, solid, small vision panel |  |  | 1 | DOOR | FALSE
DOSL-226.02 | DOOR: sliding, bi-parting, 2 leaves, 2000 clear opening, solid, small vision panel, with integral blind |  |  | 1 | DOOR | FALSE
DOSL-226.03 | DOOR: sliding, bi-parting, 2 leaves, 2000 clear opening, solid, small vision panel, with cover |  |  | 1 | DOOR | FALSE
DOSL-226.04 | DOOR: sliding, bi-parting, 2 leaves, 2000 clear opening, solid, small vision panel, with switchable glass |  |  | 1 | DOOR | FALSE
DOSL-226.05 | DOOR: sliding, bi-parting, 2 leaves, 2000 clear opening, solid, shielded, small vision panel, lead glass |  |  | 1 | DOOR | FALSE
DOSL-226.06 | DOOR: sliding, bi-parting, 2 leaves, 2000 clear opening, solid, shielded, small vision panel, lead glass, with integral blind |  |  | 1 | DOOR | FALSE
DOSL-226.07 | DOOR: sliding, bi-parting, 2 leaves, 2000 clear opening, solid, shielded, small vision panel, lead glass, with cover |  |  | 1 | DOOR | FALSE
DOSL-227 | DOOR: sliding, bi-parting, 2 leaves, 2100 clear opening, solid, small vision panel |  |  | 1 | DOOR | FALSE
DOSL-227.01 | DOOR: sliding, bi-parting, 2 leaves, 2100 clear opening, solid, small vision panel |  |  | 1 | DOOR | FALSE
DOSL-227.02 | DOOR: sliding, bi-parting, 2 leaves, 2100 clear opening, solid, small vision panel, with integral blind |  |  | 1 | DOOR | FALSE
DOSL-227.03 | DOOR: sliding, bi-parting, 2 leaves, 2100 clear opening, solid, small vision panel, with cover |  |  | 1 | DOOR | FALSE
DOSL-227.04 | DOOR: sliding, bi-parting, 2 leaves, 2100 clear opening, solid, small vision panel, with switchable glass |  |  | 1 | DOOR | FALSE
DOSL-227.05 | DOOR: sliding, bi-parting, 2 leaves, 2100 clear opening, solid, shielded, small vision panel, lead glass |  |  | 1 | DOOR | FALSE
DOSL-227.06 | DOOR: sliding, bi-parting, 2 leaves, 2100 clear opening, solid, shielded, small vision panel, lead glass, with integral blind |  |  | 1 | DOOR | FALSE
DOSL-227.07 | DOOR: sliding, bi-parting, 2 leaves, 2100 clear opening, solid, shielded, small vision panel, lead glass, with cover |  |  | 1 | DOOR | FALSE
DOSL-228 | DOOR: sliding, bi-parting, 2 leaves, 2200 clear opening, solid, small vision panel |  |  | 1 | DOOR | FALSE
DOSL-228.01 | DOOR: sliding, bi-parting, 2 leaves, 2200 clear opening, solid, small vision panel |  |  | 1 | DOOR | FALSE
DOSL-228.02 | DOOR: sliding, bi-parting, 2 leaves, 2200 clear opening, solid, small vision panel, with integral blind |  |  | 1 | DOOR | FALSE
DOSL-228.03 | DOOR: sliding, bi-parting, 2 leaves, 2200 clear opening, solid, small vision panel, with cover |  |  | 1 | DOOR | FALSE
DOSL-228.04 | DOOR: sliding, bi-parting, 2 leaves, 2200 clear opening, solid, small vision panel, with switchable glass |  |  | 1 | DOOR | FALSE
DOSL-228.05 | DOOR: sliding, bi-parting, 2 leaves, 2200 clear opening, solid, shielded, small vision panel, lead glass |  |  | 1 | DOOR | FALSE
DOSL-228.06 | DOOR: sliding, bi-parting, 2 leaves, 2200 clear opening, solid, shielded, small vision panel, lead glass, with integral blind |  |  | 1 | DOOR | FALSE
DOSL-228.07 | DOOR: sliding, bi-parting, 2 leaves, 2200 clear opening, solid, shielded, small vision panel, lead glass, with cover |  |  | 1 | DOOR | FALSE
DOSL-229 | DOOR: sliding, bi-parting, 2 leaves, 2300 clear opening, solid, small vision panel |  |  | 1 | DOOR | FALSE
DOSL-229.01 | DOOR: sliding, bi-parting, 2 leaves, 2300 clear opening, solid, small vision panel |  |  | 1 | DOOR | FALSE
DOSL-229.02 | DOOR: sliding, bi-parting, 2 leaves, 2300 clear opening, solid, small vision panel, with integral blind |  |  | 1 | DOOR | FALSE
DOSL-229.03 | DOOR: sliding, bi-parting, 2 leaves, 2300 clear opening, solid, small vision panel, with cover |  |  | 1 | DOOR | FALSE
DOSL-229.04 | DOOR: sliding, bi-parting, 2 leaves, 2300 clear opening, solid, small vision panel, with switchable glass |  |  | 1 | DOOR | FALSE
DOSL-229.05 | DOOR: sliding, bi-parting, 2 leaves, 2300 clear opening, solid, shielded, small vision panel, lead glass |  |  | 1 | DOOR | FALSE
DOSL-229.06 | DOOR: sliding, bi-parting, 2 leaves, 2300 clear opening, solid, shielded, small vision panel, lead glass, with integral blind |  |  | 1 | DOOR | FALSE
DOSL-229.07 | DOOR: sliding, bi-parting, 2 leaves, 2300 clear opening, solid, shielded, small vision panel, lead glass, with cover |  |  | 1 | DOOR | FALSE
DOSL-231 | DOOR: sliding, bi-parting, 2 leaves, 1500 clear opening, solid, tall vision panel |  |  | 1 | DOOR | FALSE
DOSL-231.01 | DOOR: sliding, bi-parting, 2 leaves, 1500 clear opening, solid, tall vision panel |  |  | 1 | DOOR | FALSE
DOSL-231.02 | DOOR: sliding, bi-parting, 2 leaves, 1500 clear opening, solid, tall vision panel, with integral blind |  |  | 1 | DOOR | FALSE
DOSL-231.03 | DOOR: sliding, bi-parting, 2 leaves, 1500 clear opening, solid, tall vision panel, with switchable glass |  |  | 1 | DOOR | FALSE
DOSL-231.04 | DOOR: sliding, bi-parting, 2 leaves, 1500 clear opening, solid, shielded, tall vision panel, lead glass |  |  | 1 | DOOR | FALSE
DOSL-231.05 | DOOR: sliding, bi-parting, 2 leaves, 1500 clear opening, solid, shielded, tall vision panel, lead glass, with integral blind |  |  | 1 | DOOR | FALSE
DOSL-232 | DOOR: sliding, bi-parting, 2 leaves, 1600 clear opening, solid, tall vision panel |  |  | 1 | DOOR | FALSE
DOSL-232.01 | DOOR: sliding, bi-parting, 2 leaves, 1600 clear opening, solid, tall vision panel |  |  | 1 | DOOR | FALSE
DOSL-232.02 | DOOR: sliding, bi-parting, 2 leaves, 1600 clear opening, solid, tall vision panel, with integral blind |  |  | 1 | DOOR | FALSE
DOSL-232.03 | DOOR: sliding, bi-parting, 2 leaves, 1600 clear opening, solid, tall vision panel, with switchable glass |  |  | 1 | DOOR | FALSE
DOSL-232.04 | DOOR: sliding, bi-parting, 2 leaves, 1600 clear opening, solid, shielded, tall vision panel, lead glass |  |  | 1 | DOOR | FALSE
DOSL-232.05 | DOOR: sliding, bi-parting, 2 leaves, 1600 clear opening, solid, shielded, tall vision panel, lead glass, with integral blind |  |  | 1 | DOOR | FALSE
DOSL-233 | DOOR: sliding, bi-parting, 2 leaves, 1700 clear opening, solid, tall vision panel |  |  | 1 | DOOR | FALSE
DOSL-233.01 | DOOR: sliding, bi-parting, 2 leaves, 1700 clear opening, solid, tall vision panel |  |  | 1 | DOOR | FALSE
DOSL-233.02 | DOOR: sliding, bi-parting, 2 leaves, 1700 clear opening, solid, tall vision panel, with integral blind |  |  | 1 | DOOR | FALSE
DOSL-233.03 | DOOR: sliding, bi-parting, 2 leaves, 1700 clear opening, solid, tall vision panel, with switchable glass |  |  | 1 | DOOR | FALSE
DOSL-233.04 | DOOR: sliding, bi-parting, 2 leaves, 1700 clear opening, solid, shielded, tall vision panel, lead glass |  |  | 1 | DOOR | FALSE
DOSL-233.05 | DOOR: sliding, bi-parting, 2 leaves, 1700 clear opening, solid, shielded, tall vision panel, lead glass, with integral blind |  |  | 1 | DOOR | FALSE
DOSL-234 | DOOR: sliding, bi-parting, 2 leaves, 1800 clear opening, solid, tall vision panel |  |  | 1 | DOOR | FALSE
DOSL-234.01 | DOOR: sliding, bi-parting, 2 leaves, 1800 clear opening, solid, tall vision panel |  |  | 1 | DOOR | FALSE
DOSL-234.02 | DOOR: sliding, bi-parting, 2 leaves, 1800 clear opening, solid, tall vision panel, with integral blind |  |  | 1 | DOOR | FALSE
DOSL-234.03 | DOOR: sliding, bi-parting, 2 leaves, 1800 clear opening, solid, tall vision panel, with switchable glass |  |  | 1 | DOOR | FALSE
DOSL-234.04 | DOOR: sliding, bi-parting, 2 leaves, 1800 clear opening, solid, shielded, tall vision panel, lead glass |  |  | 1 | DOOR | FALSE
DOSL-234.05 | DOOR: sliding, bi-parting, 2 leaves, 1800 clear opening, solid, shielded, tall vision panel, lead glass, with integral blind |  |  | 1 | DOOR | FALSE
DOSL-235 | DOOR: sliding, bi-parting, 2 leaves, 1900 clear opening, solid, tall vision panel |  |  | 1 | DOOR | FALSE
DOSL-235.01 | DOOR: sliding, bi-parting, 2 leaves, 1900 clear opening, solid, tall vision panel |  |  | 1 | DOOR | FALSE
DOSL-235.02 | DOOR: sliding, bi-parting, 2 leaves, 1900 clear opening, solid, tall vision panel, with integral blind |  |  | 1 | DOOR | FALSE
DOSL-235.03 | DOOR: sliding, bi-parting, 2 leaves, 1900 clear opening, solid, tall vision panel, with switchable glass |  |  | 1 | DOOR | FALSE
DOSL-235.04 | DOOR: sliding, bi-parting, 2 leaves, 1900 clear opening, solid, shielded, tall vision panel, lead glass |  |  | 1 | DOOR | FALSE
DOSL-235.05 | DOOR: sliding, bi-parting, 2 leaves, 1900 clear opening, solid, shielded, tall vision panel, lead glass, with integral blind |  |  | 1 | DOOR | FALSE
DOSL-236 | DOOR: sliding, bi-parting, 2 leaves, 2000 clear opening, solid, tall vision panel |  |  | 1 | DOOR | FALSE
DOSL-236.01 | DOOR: sliding, bi-parting, 2 leaves, 2000 clear opening, solid, tall vision panel |  |  | 1 | DOOR | FALSE
DOSL-236.02 | DOOR: sliding, bi-parting, 2 leaves, 2000 clear opening, solid, tall vision panel, with integral blind |  |  | 1 | DOOR | FALSE
DOSL-236.03 | DOOR: sliding, bi-parting, 2 leaves, 2000 clear opening, solid, tall vision panel, with switchable glass |  |  | 1 | DOOR | FALSE
DOSL-236.04 | DOOR: sliding, bi-parting, 2 leaves, 2000 clear opening, solid, shielded, tall vision panel, lead glass |  |  | 1 | DOOR | FALSE
DOSL-236.05 | DOOR: sliding, bi-parting, 2 leaves, 2000 clear opening, solid, shielded, tall vision panel, lead glass, with integral blind |  |  | 1 | DOOR | FALSE
DOSL-237 | DOOR: sliding, bi-parting, 2 leaves, 2100 clear opening, solid, tall vision panel |  |  | 1 | DOOR | FALSE
DOSL-237.01 | DOOR: sliding, bi-parting, 2 leaves, 2100 clear opening, solid, tall vision panel |  |  | 1 | DOOR | FALSE
DOSL-237.02 | DOOR: sliding, bi-parting, 2 leaves, 2100 clear opening, solid, tall vision panel, with integral blind |  |  | 1 | DOOR | FALSE
DOSL-237.03 | DOOR: sliding, bi-parting, 2 leaves, 2100 clear opening, solid, tall vision panel, with switchable glass |  |  | 1 | DOOR | FALSE
DOSL-237.04 | DOOR: sliding, bi-parting, 2 leaves, 2100 clear opening, solid, shielded, tall vision panel, lead glass |  |  | 1 | DOOR | FALSE
DOSL-237.05 | DOOR: sliding, bi-parting, 2 leaves, 2100 clear opening, solid, shielded, tall vision panel, lead glass, with integral blind |  |  | 1 | DOOR | FALSE
DOSL-238 | DOOR: sliding, bi-parting, 2 leaves, 2200 clear opening, solid, tall vision panel |  |  | 1 | DOOR | FALSE
DOSL-238.01 | DOOR: sliding, bi-parting, 2 leaves, 2200 clear opening, solid, tall vision panel |  |  | 1 | DOOR | FALSE
DOSL-238.02 | DOOR: sliding, bi-parting, 2 leaves, 2200 clear opening, solid, tall vision panel, with integral blind |  |  | 1 | DOOR | FALSE
DOSL-238.03 | DOOR: sliding, bi-parting, 2 leaves, 2200 clear opening, solid, tall vision panel, with switchable glass |  |  | 1 | DOOR | FALSE
DOSL-238.04 | DOOR: sliding, bi-parting, 2 leaves, 2200 clear opening, solid, shielded, tall vision panel, lead glass |  |  | 1 | DOOR | FALSE
DOSL-238.05 | DOOR: sliding, bi-parting, 2 leaves, 2200 clear opening, solid, shielded, tall vision panel, lead glass, with integral blind |  |  | 1 | DOOR | FALSE
DOSL-239 | DOOR: sliding, bi-parting, 2 leaves, 2300 clear opening, solid, tall vision panel |  |  | 1 | DOOR | FALSE
DOSL-239.01 | DOOR: sliding, bi-parting, 2 leaves, 2300 clear opening, solid, tall vision panel |  |  | 1 | DOOR | FALSE
DOSL-239.02 | DOOR: sliding, bi-parting, 2 leaves, 2300 clear opening, solid, tall vision panel, with integral blind |  |  | 1 | DOOR | FALSE
DOSL-239.03 | DOOR: sliding, bi-parting, 2 leaves, 2300 clear opening, solid, tall vision panel, with switchable glass |  |  | 1 | DOOR | FALSE
DOSL-239.04 | DOOR: sliding, bi-parting, 2 leaves, 2300 clear opening, solid, shielded, tall vision panel, lead glass |  |  | 1 | DOOR | FALSE
DOSL-239.05 | DOOR: sliding, bi-parting, 2 leaves, 2300 clear opening, solid, shielded, tall vision panel, lead glass, with integral blind |  |  | 1 | DOOR | FALSE
DOSL-241 | DOOR: sliding, bi-parting, 2 leaves, 1500 clear opening, solid, wide vision panel |  |  | 1 | DOOR | FALSE
DOSL-241.01 | DOOR: sliding, bi-parting, 2 leaves, 1500 clear opening, solid, wide vision panel |  |  | 1 | DOOR | FALSE
DOSL-241.02 | DOOR: sliding, bi-parting, 2 leaves, 1500 clear opening, solid, wide vision panel, with integral blind |  |  | 1 | DOOR | FALSE
DOSL-241.03 | DOOR: sliding, bi-parting, 2 leaves, 1500 clear opening, solid, wide vision panel, with switchable glass |  |  | 1 | DOOR | FALSE
DOSL-241.04 | DOOR: sliding, bi-parting, 2 leaves, 1500 clear opening, solid, shielded, wide vision panel, lead glass |  |  | 1 | DOOR | FALSE
DOSL-241.05 | DOOR: sliding, bi-parting, 2 leaves, 1500 clear opening, solid, shielded, wide vision panel, lead glass, with integral blind |  |  | 1 | DOOR | FALSE
DOSL-242 | DOOR: sliding, bi-parting, 2 leaves, 1600 clear opening, solid, wide vision panel |  |  | 1 | DOOR | FALSE
DOSL-242.01 | DOOR: sliding, bi-parting, 2 leaves, 1600 clear opening, solid, wide vision panel |  |  | 1 | DOOR | FALSE
DOSL-242.02 | DOOR: sliding, bi-parting, 2 leaves, 1600 clear opening, solid, wide vision panel, with integral blind |  |  | 1 | DOOR | FALSE
DOSL-242.03 | DOOR: sliding, bi-parting, 2 leaves, 1600 clear opening, solid, wide vision panel, with switchable glass |  |  | 1 | DOOR | FALSE
DOSL-242.04 | DOOR: sliding, bi-parting, 2 leaves, 1600 clear opening, solid, shielded, wide vision panel, lead glass |  |  | 1 | DOOR | FALSE
DOSL-242.05 | DOOR: sliding, bi-parting, 2 leaves, 1600 clear opening, solid, shielded, wide vision panel, lead glass, with integral blind |  |  | 1 | DOOR | FALSE
DOSL-243 | DOOR: sliding, bi-parting, 2 leaves, 1700 clear opening, solid, wide vision panel |  |  | 1 | DOOR | FALSE
DOSL-243.01 | DOOR: sliding, bi-parting, 2 leaves, 1700 clear opening, solid, wide vision panel |  |  | 1 | DOOR | FALSE
DOSL-243.02 | DOOR: sliding, bi-parting, 2 leaves, 1700 clear opening, solid, wide vision panel, with integral blind |  |  | 1 | DOOR | FALSE
DOSL-243.03 | DOOR: sliding, bi-parting, 2 leaves, 1700 clear opening, solid, wide vision panel, with switchable glass |  |  | 1 | DOOR | FALSE
DOSL-243.04 | DOOR: sliding, bi-parting, 2 leaves, 1700 clear opening, solid, shielded, wide vision panel, lead glass |  |  | 1 | DOOR | FALSE
DOSL-243.05 | DOOR: sliding, bi-parting, 2 leaves, 1700 clear opening, solid, shielded, wide vision panel, lead glass, with integral blind |  |  | 1 | DOOR | FALSE
DOSL-244 | DOOR: sliding, bi-parting, 2 leaves, 1800 clear opening, solid, wide vision panel |  |  | 1 | DOOR | FALSE
DOSL-244.01 | DOOR: sliding, bi-parting, 2 leaves, 1800 clear opening, solid, wide vision panel |  |  | 1 | DOOR | FALSE
DOSL-244.02 | DOOR: sliding, bi-parting, 2 leaves, 1800 clear opening, solid, wide vision panel, with integral blind |  |  | 1 | DOOR | FALSE
DOSL-244.03 | DOOR: sliding, bi-parting, 2 leaves, 1800 clear opening, solid, wide vision panel, with switchable glass |  |  | 1 | DOOR | FALSE
DOSL-244.04 | DOOR: sliding, bi-parting, 2 leaves, 1800 clear opening, solid, shielded, wide vision panel, lead glass |  |  | 1 | DOOR | FALSE
DOSL-244.05 | DOOR: sliding, bi-parting, 2 leaves, 1800 clear opening, solid, shielded, wide vision panel, lead glass, with integral blind |  |  | 1 | DOOR | FALSE
DOSL-245 | DOOR: sliding, bi-parting, 2 leaves, 1900 clear opening, solid, wide vision panel |  |  | 1 | DOOR | FALSE
DOSL-245.01 | DOOR: sliding, bi-parting, 2 leaves, 1900 clear opening, solid, wide vision panel |  |  | 1 | DOOR | FALSE
DOSL-245.02 | DOOR: sliding, bi-parting, 2 leaves, 1900 clear opening, solid, wide vision panel, with integral blind |  |  | 1 | DOOR | FALSE
DOSL-245.03 | DOOR: sliding, bi-parting, 2 leaves, 1900 clear opening, solid, wide vision panel, with switchable glass |  |  | 1 | DOOR | FALSE
DOSL-245.04 | DOOR: sliding, bi-parting, 2 leaves, 1900 clear opening, solid, shielded, wide vision panel, lead glass |  |  | 1 | DOOR | FALSE
DOSL-245.05 | DOOR: sliding, bi-parting, 2 leaves, 1900 clear opening, solid, shielded, wide vision panel, lead glass, with integral blind |  |  | 1 | DOOR | FALSE
DOSL-246 | DOOR: sliding, bi-parting, 2 leaves, 2000 clear opening, solid, wide vision panel |  |  | 1 | DOOR | FALSE
DOSL-246.01 | DOOR: sliding, bi-parting, 2 leaves, 2000 clear opening, solid, wide vision panel |  |  | 1 | DOOR | FALSE
DOSL-246.02 | DOOR: sliding, bi-parting, 2 leaves, 2000 clear opening, solid, wide vision panel, with integral blind |  |  | 1 | DOOR | FALSE
DOSL-246.03 | DOOR: sliding, bi-parting, 2 leaves, 2000 clear opening, solid, wide vision panel, with switchable glass |  |  | 1 | DOOR | FALSE
DOSL-246.04 | DOOR: sliding, bi-parting, 2 leaves, 2000 clear opening, solid, shielded, wide vision panel, lead glass |  |  | 1 | DOOR | FALSE
DOSL-246.05 | DOOR: sliding, bi-parting, 2 leaves, 2000 clear opening, solid, shielded, wide vision panel, lead glass, with integral blind |  |  | 1 | DOOR | FALSE
DOSL-247 | DOOR: sliding, bi-parting, 2 leaves, 2100 clear opening, solid, wide vision panel |  |  | 1 | DOOR | FALSE
DOSL-247.01 | DOOR: sliding, bi-parting, 2 leaves, 2100 clear opening, solid, wide vision panel |  |  | 1 | DOOR | FALSE
DOSL-247.02 | DOOR: sliding, bi-parting, 2 leaves, 2100 clear opening, solid, wide vision panel, with integral blind |  |  | 1 | DOOR | FALSE
DOSL-247.03 | DOOR: sliding, bi-parting, 2 leaves, 2100 clear opening, solid, wide vision panel, with switchable glass |  |  | 1 | DOOR | FALSE
DOSL-247.04 | DOOR: sliding, bi-parting, 2 leaves, 2100 clear opening, solid, shielded, wide vision panel, lead glass |  |  | 1 | DOOR | FALSE
DOSL-247.05 | DOOR: sliding, bi-parting, 2 leaves, 2100 clear opening, solid, shielded, wide vision panel, lead glass, with integral blind |  |  | 1 | DOOR | FALSE
DOSL-248 | DOOR: sliding, bi-parting, 2 leaves, 2200 clear opening, solid, wide vision panel |  |  | 1 | DOOR | FALSE
DOSL-248.01 | DOOR: sliding, bi-parting, 2 leaves, 2200 clear opening, solid, wide vision panel |  |  | 1 | DOOR | FALSE
DOSL-248.02 | DOOR: sliding, bi-parting, 2 leaves, 2200 clear opening, solid, wide vision panel, with integral blind |  |  | 1 | DOOR | FALSE
DOSL-248.03 | DOOR: sliding, bi-parting, 2 leaves, 2200 clear opening, solid, wide vision panel, with switchable glass |  |  | 1 | DOOR | FALSE
DOSL-248.04 | DOOR: sliding, bi-parting, 2 leaves, 2200 clear opening, solid, shielded, wide vision panel, lead glass |  |  | 1 | DOOR | FALSE
DOSL-248.05 | DOOR: sliding, bi-parting, 2 leaves, 2200 clear opening, solid, shielded, wide vision panel, lead glass, with integral blind |  |  | 1 | DOOR | FALSE
DOSL-249 | DOOR: sliding, bi-parting, 2 leaves, 2300 clear opening, solid, wide vision panel |  |  | 1 | DOOR | FALSE
DOSL-249.01 | DOOR: sliding, bi-parting, 2 leaves, 2300 clear opening, solid, wide vision panel |  |  | 1 | DOOR | FALSE
DOSL-249.02 | DOOR: sliding, bi-parting, 2 leaves, 2300 clear opening, solid, wide vision panel, with integral blind |  |  | 1 | DOOR | FALSE
DOSL-249.03 | DOOR: sliding, bi-parting, 2 leaves, 2300 clear opening, solid, wide vision panel, with switchable glass |  |  | 1 | DOOR | FALSE
DOSL-249.04 | DOOR: sliding, bi-parting, 2 leaves, 2300 clear opening, solid, shielded, wide vision panel, lead glass |  |  | 1 | DOOR | FALSE
DOSL-249.05 | DOOR: sliding, bi-parting, 2 leaves, 2300 clear opening, solid, shielded, wide vision panel, lead glass, with integral blind |  |  | 1 | DOOR | FALSE
DOSL-251 | DOOR: sliding, bi-parting, 2 leaves, 1500 clear opening, solid, fire rated, fire vision panel |  |  | 1 | DOOR | FALSE
DOSL-251.01 | DOOR: sliding, bi-parting, 2 leaves, 1500 clear opening, solid, fire rated, fire vision panel |  |  | 1 | DOOR | FALSE
DOSL-251.02 | DOOR: sliding, bi-parting, 2 leaves, 1500 clear opening, solid, fire rated, fire vision panel, with cover |  |  | 1 | DOOR | FALSE
DOSL-251.03 | DOOR: sliding, bi-parting, 2 leaves, 1500 clear opening, solid, fire rated, shielded, fire vision panel, lead glass |  |  | 1 | DOOR | FALSE
DOSL-251.04 | DOOR: sliding, bi-parting, 2 leaves, 1500 clear opening, solid, fire rated, shielded, fire vision panel, lead glass, with cover |  |  | 1 | DOOR | FALSE
DOSL-252 | DOOR: sliding, bi-parting, 2 leaves, 1600 clear opening, solid, fire rated, fire vision panel |  |  | 1 | DOOR | FALSE
DOSL-252.01 | DOOR: sliding, bi-parting, 2 leaves, 1600 clear opening, solid, fire rated, fire vision panel |  |  | 1 | DOOR | FALSE
DOSL-252.02 | DOOR: sliding, bi-parting, 2 leaves, 1600 clear opening, solid, fire rated, fire vision panel, with cover |  |  | 1 | DOOR | FALSE
DOSL-252.03 | DOOR: sliding, bi-parting, 2 leaves, 1600 clear opening, solid, fire rated, shielded, fire vision panel, lead glass |  |  | 1 | DOOR | FALSE
DOSL-252.04 | DOOR: sliding, bi-parting, 2 leaves, 1600 clear opening, solid, fire rated, shielded, fire vision panel, lead glass, with cover |  |  | 1 | DOOR | FALSE
DOSL-253 | DOOR: sliding, bi-parting, 2 leaves, 1700 clear opening, solid, fire rated, fire vision panel |  |  | 1 | DOOR | FALSE
DOSL-253.01 | DOOR: sliding, bi-parting, 2 leaves, 1700 clear opening, solid, fire rated, fire vision panel |  |  | 1 | DOOR | FALSE
DOSL-253.02 | DOOR: sliding, bi-parting, 2 leaves, 1700 clear opening, solid, fire rated, fire vision panel, with cover |  |  | 1 | DOOR | FALSE
DOSL-253.03 | DOOR: sliding, bi-parting, 2 leaves, 1700 clear opening, solid, fire rated, shielded, fire vision panel, lead glass |  |  | 1 | DOOR | FALSE
DOSL-253.04 | DOOR: sliding, bi-parting, 2 leaves, 1700 clear opening, solid, fire rated, shielded, fire vision panel, lead glass, with cover |  |  | 1 | DOOR | FALSE
DOSL-254 | DOOR: sliding, bi-parting, 2 leaves, 1800 clear opening, solid, fire rated, fire vision panel |  |  | 1 | DOOR | FALSE
DOSL-254.01 | DOOR: sliding, bi-parting, 2 leaves, 1800 clear opening, solid, fire rated, fire vision panel |  |  | 1 | DOOR | FALSE
DOSL-254.02 | DOOR: sliding, bi-parting, 2 leaves, 1800 clear opening, solid, fire rated, fire vision panel, with cover |  |  | 1 | DOOR | FALSE
DOSL-254.03 | DOOR: sliding, bi-parting, 2 leaves, 1800 clear opening, solid, fire rated, shielded, fire vision panel, lead glass |  |  | 1 | DOOR | FALSE
DOSL-254.04 | DOOR: sliding, bi-parting, 2 leaves, 1800 clear opening, solid, fire rated, shielded, fire vision panel, lead glass, with cover |  |  | 1 | DOOR | FALSE
DOSL-255 | DOOR: sliding, bi-parting, 2 leaves, 1900 clear opening, solid, fire rated, fire vision panel |  |  | 1 | DOOR | FALSE
DOSL-255.01 | DOOR: sliding, bi-parting, 2 leaves, 1900 clear opening, solid, fire rated, fire vision panel |  |  | 1 | DOOR | FALSE
DOSL-255.02 | DOOR: sliding, bi-parting, 2 leaves, 1900 clear opening, solid, fire rated, fire vision panel, with cover |  |  | 1 | DOOR | FALSE
DOSL-255.03 | DOOR: sliding, bi-parting, 2 leaves, 1900 clear opening, solid, fire rated, shielded, fire vision panel, lead glass |  |  | 1 | DOOR | FALSE
DOSL-255.04 | DOOR: sliding, bi-parting, 2 leaves, 1900 clear opening, solid, fire rated, shielded, fire vision panel, lead glass, with cover |  |  | 1 | DOOR | FALSE
DOSL-256 | DOOR: sliding, bi-parting, 2 leaves, 2000 clear opening, solid, fire rated, fire vision panel |  |  | 1 | DOOR | FALSE
DOSL-256.01 | DOOR: sliding, bi-parting, 2 leaves, 2000 clear opening, solid, fire rated, fire vision panel |  |  | 1 | DOOR | FALSE
DOSL-256.02 | DOOR: sliding, bi-parting, 2 leaves, 2000 clear opening, solid, fire rated, fire vision panel, with cover |  |  | 1 | DOOR | FALSE
DOSL-256.03 | DOOR: sliding, bi-parting, 2 leaves, 2000 clear opening, solid, fire rated, shielded, fire vision panel, lead glass |  |  | 1 | DOOR | FALSE
DOSL-256.04 | DOOR: sliding, bi-parting, 2 leaves, 2000 clear opening, solid, fire rated, shielded, fire vision panel, lead glass, with cover |  |  | 1 | DOOR | FALSE
DOSL-257 | DOOR: sliding, bi-parting, 2 leaves, 2100 clear opening, solid, fire rated, fire vision panel |  |  | 1 | DOOR | FALSE
DOSL-257.01 | DOOR: sliding, bi-parting, 2 leaves, 2100 clear opening, solid, fire rated, fire vision panel |  |  | 1 | DOOR | FALSE
DOSL-257.02 | DOOR: sliding, bi-parting, 2 leaves, 2100 clear opening, solid, fire rated, fire vision panel, with cover |  |  | 1 | DOOR | FALSE
DOSL-257.03 | DOOR: sliding, bi-parting, 2 leaves, 2100 clear opening, solid, fire rated, shielded, fire vision panel, lead glass |  |  | 1 | DOOR | FALSE
DOSL-257.04 | DOOR: sliding, bi-parting, 2 leaves, 2100 clear opening, solid, fire rated, shielded, fire vision panel, lead glass, with cover |  |  | 1 | DOOR | FALSE
DOSL-258 | DOOR: sliding, bi-parting, 2 leaves, 2200 clear opening, solid, fire rated, fire vision panel |  |  | 1 | DOOR | FALSE
DOSL-258.01 | DOOR: sliding, bi-parting, 2 leaves, 2200 clear opening, solid, fire rated, fire vision panel |  |  | 1 | DOOR | FALSE
DOSL-258.02 | DOOR: sliding, bi-parting, 2 leaves, 2200 clear opening, solid, fire rated, fire vision panel, with cover |  |  | 1 | DOOR | FALSE
DOSL-258.03 | DOOR: sliding, bi-parting, 2 leaves, 2200 clear opening, solid, fire rated, shielded, fire vision panel, lead glass |  |  | 1 | DOOR | FALSE
DOSL-258.04 | DOOR: sliding, bi-parting, 2 leaves, 2200 clear opening, solid, fire rated, shielded, fire vision panel, lead glass, with cover |  |  | 1 | DOOR | FALSE
DOSL-259 | DOOR: sliding, bi-parting, 2 leaves, 2300 clear opening, solid, fire rated, fire vision panel |  |  | 1 | DOOR | FALSE
DOSL-259.01 | DOOR: sliding, bi-parting, 2 leaves, 2300 clear opening, solid, fire rated, fire vision panel |  |  | 1 | DOOR | FALSE
DOSL-259.02 | DOOR: sliding, bi-parting, 2 leaves, 2300 clear opening, solid, fire rated, fire vision panel, with cover |  |  | 1 | DOOR | FALSE
DOSL-259.03 | DOOR: sliding, bi-parting, 2 leaves, 2300 clear opening, solid, fire rated, shielded, fire vision panel, lead glass |  |  | 1 | DOOR | FALSE
DOSL-259.04 | DOOR: sliding, bi-parting, 2 leaves, 2300 clear opening, solid, fire rated, shielded, fire vision panel, lead glass, with cover |  |  | 1 | DOOR | FALSE
DOSL-261 | DOOR: sliding, bi-parting, 2 leaves, 1500 clear opening, fully glazed, framed |  |  | 1 | DOOR | FALSE
DOSL-261.01 | DOOR: sliding, bi-parting, 2 leaves, 1500 clear opening, fully glazed, framed |  |  | 1 | DOOR | FALSE
DOSL-261.02 | DOOR: sliding, bi-parting, 2 leaves, 1500 clear opening, fully glazed, framed, with integral blinds |  |  | 1 | DOOR | FALSE
DOSL-261.03 | DOOR: sliding, bi-parting, 2 leaves, 1500 clear opening, fully glazed, framed, with switchable glass |  |  | 1 | DOOR | FALSE
DOSL-262 | DOOR: sliding, bi-parting, 2 leaves, 1600 clear opening, fully glazed, framed |  |  | 1 | DOOR | FALSE
DOSL-262.01 | DOOR: sliding, bi-parting, 2 leaves, 1600 clear opening, fully glazed, framed |  |  | 1 | DOOR | FALSE
DOSL-262.02 | DOOR: sliding, bi-parting, 2 leaves, 1600 clear opening, fully glazed, framed, with integral blinds |  |  | 1 | DOOR | FALSE
DOSL-262.03 | DOOR: sliding, bi-parting, 2 leaves, 1600 clear opening, fully glazed, framed, with switchable glass |  |  | 1 | DOOR | FALSE
DOSL-263 | DOOR: sliding, bi-parting, 2 leaves, 1700 clear opening, fully glazed, framed |  |  | 1 | DOOR | FALSE
DOSL-263.01 | DOOR: sliding, bi-parting, 2 leaves, 1700 clear opening, fully glazed, framed |  |  | 1 | DOOR | FALSE
DOSL-263.02 | DOOR: sliding, bi-parting, 2 leaves, 1700 clear opening, fully glazed, framed, with integral blinds |  |  | 1 | DOOR | FALSE
DOSL-263.03 | DOOR: sliding, bi-parting, 2 leaves, 1700 clear opening, fully glazed, framed, with switchable glass |  |  | 1 | DOOR | FALSE
DOSL-264 | DOOR: sliding, bi-parting, 2 leaves, 1800 clear opening, fully glazed, framed |  |  | 1 | DOOR | FALSE
DOSL-264.01 | DOOR: sliding, bi-parting, 2 leaves, 1800 clear opening, fully glazed, framed |  |  | 1 | DOOR | FALSE
DOSL-264.02 | DOOR: sliding, bi-parting, 2 leaves, 1800 clear opening, fully glazed, framed, with integral blinds |  |  | 1 | DOOR | FALSE
DOSL-264.03 | DOOR: sliding, bi-parting, 2 leaves, 1800 clear opening, fully glazed, framed, with switchable glass |  |  | 1 | DOOR | FALSE
DOSL-265 | DOOR: sliding, bi-parting, 2 leaves, 1900 clear opening, fully glazed, framed |  |  | 1 | DOOR | FALSE
DOSL-265.01 | DOOR: sliding, bi-parting, 2 leaves, 1900 clear opening, fully glazed, framed |  |  | 1 | DOOR | FALSE
DOSL-265.02 | DOOR: sliding, bi-parting, 2 leaves, 1900 clear opening, fully glazed, framed, with integral blinds |  |  | 1 | DOOR | FALSE
DOSL-265.03 | DOOR: sliding, bi-parting, 2 leaves, 1900 clear opening, fully glazed, framed, with switchable glass |  |  | 1 | DOOR | FALSE
DOSL-266 | DOOR: sliding, bi-parting, 2 leaves, 2000 clear opening, fully glazed, framed |  |  | 1 | DOOR | FALSE
DOSL-266.01 | DOOR: sliding, bi-parting, 2 leaves, 2000 clear opening, fully glazed, framed |  |  | 1 | DOOR | FALSE
DOSL-266.02 | DOOR: sliding, bi-parting, 2 leaves, 2000 clear opening, fully glazed, framed, with integral blinds |  |  | 1 | DOOR | FALSE
DOSL-266.03 | DOOR: sliding, bi-parting, 2 leaves, 2000 clear opening, fully glazed, framed, with switchable glass |  |  | 1 | DOOR | FALSE
DOSL-267 | DOOR: sliding, bi-parting, 2 leaves, 2100 clear opening, fully glazed, framed |  |  | 1 | DOOR | FALSE
DOSL-267.01 | DOOR: sliding, bi-parting, 2 leaves, 2100 clear opening, fully glazed, framed |  |  | 1 | DOOR | FALSE
DOSL-267.02 | DOOR: sliding, bi-parting, 2 leaves, 2100 clear opening, fully glazed, framed, with integral blinds |  |  | 1 | DOOR | FALSE
DOSL-267.03 | DOOR: sliding, bi-parting, 2 leaves, 2100 clear opening, fully glazed, framed, with switchable glass |  |  | 1 | DOOR | FALSE
DOSL-268 | DOOR: sliding, bi-parting, 2 leaves, 2200 clear opening, fully glazed, framed |  |  | 1 | DOOR | FALSE
DOSL-268.01 | DOOR: sliding, bi-parting, 2 leaves, 2200 clear opening, fully glazed, framed |  |  | 1 | DOOR | FALSE
DOSL-268.02 | DOOR: sliding, bi-parting, 2 leaves, 2200 clear opening, fully glazed, framed, with integral blinds |  |  | 1 | DOOR | FALSE
DOSL-268.03 | DOOR: sliding, bi-parting, 2 leaves, 2200 clear opening, fully glazed, framed, with switchable glass |  |  | 1 | DOOR | FALSE
DOSL-269 | DOOR: sliding, bi-parting, 2 leaves, 2300 clear opening, fully glazed, framed |  |  | 1 | DOOR | FALSE
DOSL-269.01 | DOOR: sliding, bi-parting, 2 leaves, 2300 clear opening, fully glazed, framed |  |  | 1 | DOOR | FALSE
DOSL-269.02 | DOOR: sliding, bi-parting, 2 leaves, 2300 clear opening, fully glazed, framed, with integral blinds |  |  | 1 | DOOR | FALSE
DOSL-269.03 | DOOR: sliding, bi-parting, 2 leaves, 2300 clear opening, fully glazed, framed, with switchable glass |  |  | 1 | DOOR | FALSE
DOSL-271 | DOOR: sliding, bi-parting, 2 leaves, 1500 clear opening, fully glazed, framed with mid-rail |  |  | 1 | DOOR | FALSE
DOSL-271.01 | DOOR: sliding, bi-parting, 2 leaves, 1500 clear opening, fully glazed, framed with mid-rail |  |  | 1 | DOOR | FALSE
DOSL-271.02 | DOOR: sliding, bi-parting, 2 leaves, 1500 clear opening, fully glazed, framed with mid-rail, with integral blinds |  |  | 1 | DOOR | FALSE
DOSL-271.03 | DOOR: sliding, bi-parting, 2 leaves, 1500 clear opening, fully glazed, framed with mid-rail, with switchable glass |  |  | 1 | DOOR | FALSE
DOSL-272 | DOOR: sliding, bi-parting, 2 leaves, 1600 clear opening, fully glazed, framed with mid-rail |  |  | 1 | DOOR | FALSE
DOSL-272.01 | DOOR: sliding, bi-parting, 2 leaves, 1600 clear opening, fully glazed, framed with mid-rail |  |  | 1 | DOOR | FALSE
DOSL-272.02 | DOOR: sliding, bi-parting, 2 leaves, 1600 clear opening, fully glazed, framed with mid-rail, with integral blinds |  |  | 1 | DOOR | FALSE
DOSL-272.03 | DOOR: sliding, bi-parting, 2 leaves, 1600 clear opening, fully glazed, framed with mid-rail, with switchable glass |  |  | 1 | DOOR | FALSE
DOSL-273 | DOOR: sliding, bi-parting, 2 leaves, 1700 clear opening, fully glazed, framed with mid-rail |  |  | 1 | DOOR | FALSE
DOSL-273.01 | DOOR: sliding, bi-parting, 2 leaves, 1700 clear opening, fully glazed, framed with mid-rail |  |  | 1 | DOOR | FALSE
DOSL-273.02 | DOOR: sliding, bi-parting, 2 leaves, 1700 clear opening, fully glazed, framed with mid-rail, with integral blinds |  |  | 1 | DOOR | FALSE
DOSL-273.03 | DOOR: sliding, bi-parting, 2 leaves, 1700 clear opening, fully glazed, framed with mid-rail, with switchable glass |  |  | 1 | DOOR | FALSE
DOSL-274 | DOOR: sliding, bi-parting, 2 leaves, 1800 clear opening, fully glazed, framed with mid-rail |  |  | 1 | DOOR | FALSE
DOSL-274.01 | DOOR: sliding, bi-parting, 2 leaves, 1800 clear opening, fully glazed, framed with mid-rail |  |  | 1 | DOOR | FALSE
DOSL-274.02 | DOOR: sliding, bi-parting, 2 leaves, 1800 clear opening, fully glazed, framed with mid-rail, with integral blinds |  |  | 1 | DOOR | FALSE
DOSL-274.03 | DOOR: sliding, bi-parting, 2 leaves, 1800 clear opening, fully glazed, framed with mid-rail, with switchable glass |  |  | 1 | DOOR | FALSE
DOSL-275 | DOOR: sliding, bi-parting, 2 leaves, 1900 clear opening, fully glazed, framed with mid-rail |  |  | 1 | DOOR | FALSE
DOSL-275.01 | DOOR: sliding, bi-parting, 2 leaves, 1900 clear opening, fully glazed, framed with mid-rail |  |  | 1 | DOOR | FALSE
DOSL-275.02 | DOOR: sliding, bi-parting, 2 leaves, 1900 clear opening, fully glazed, framed with mid-rail, with integral blinds |  |  | 1 | DOOR | FALSE
DOSL-275.03 | DOOR: sliding, bi-parting, 2 leaves, 1900 clear opening, fully glazed, framed with mid-rail, with switchable glass |  |  | 1 | DOOR | FALSE
DOSL-276 | DOOR: sliding, bi-parting, 2 leaves, 2000 clear opening, fully glazed, framed with mid-rail |  |  | 1 | DOOR | FALSE
DOSL-276.01 | DOOR: sliding, bi-parting, 2 leaves, 2000 clear opening, fully glazed, framed with mid-rail |  |  | 1 | DOOR | FALSE
DOSL-276.02 | DOOR: sliding, bi-parting, 2 leaves, 2000 clear opening, fully glazed, framed with mid-rail, with integral blinds |  |  | 1 | DOOR | FALSE
DOSL-276.03 | DOOR: sliding, bi-parting, 2 leaves, 2000 clear opening, fully glazed, framed with mid-rail, with switchable glass |  |  | 1 | DOOR | FALSE
DOSL-277 | DOOR: sliding, bi-parting, 2 leaves, 2100 clear opening, fully glazed, framed with mid-rail |  |  | 1 | DOOR | FALSE
DOSL-277.01 | DOOR: sliding, bi-parting, 2 leaves, 2100 clear opening, fully glazed, framed with mid-rail |  |  | 1 | DOOR | FALSE
DOSL-277.02 | DOOR: sliding, bi-parting, 2 leaves, 2100 clear opening, fully glazed, framed with mid-rail, with integral blinds |  |  | 1 | DOOR | FALSE
DOSL-277.03 | DOOR: sliding, bi-parting, 2 leaves, 2100 clear opening, fully glazed, framed with mid-rail, with switchable glass |  |  | 1 | DOOR | FALSE
DOSL-278 | DOOR: sliding, bi-parting, 2 leaves, 2200 clear opening, fully glazed, framed with mid-rail |  |  | 1 | DOOR | FALSE
DOSL-278.01 | DOOR: sliding, bi-parting, 2 leaves, 2200 clear opening, fully glazed, framed with mid-rail |  |  | 1 | DOOR | FALSE
DOSL-278.02 | DOOR: sliding, bi-parting, 2 leaves, 2200 clear opening, fully glazed, framed with mid-rail, with integral blinds |  |  | 1 | DOOR | FALSE
DOSL-278.03 | DOOR: sliding, bi-parting, 2 leaves, 2200 clear opening, fully glazed, framed with mid-rail, with switchable glass |  |  | 1 | DOOR | FALSE
DOSL-279 | DOOR: sliding, bi-parting, 2 leaves, 2300 clear opening, fully glazed, framed with mid-rail |  |  | 1 | DOOR | FALSE
DOSL-279.01 | DOOR: sliding, bi-parting, 2 leaves, 2300 clear opening, fully glazed, framed with mid-rail |  |  | 1 | DOOR | FALSE
DOSL-279.02 | DOOR: sliding, bi-parting, 2 leaves, 2300 clear opening, fully glazed, framed with mid-rail, with integral blinds |  |  | 1 | DOOR | FALSE
DOSL-279.03 | DOOR: sliding, bi-parting, 2 leaves, 2300 clear opening, fully glazed, framed with mid-rail, with switchable glass |  |  | 1 | DOOR | FALSE
DOSL-281 | DOOR: sliding, bi-parting, 2 leaves, 1500 clear opening, fully glazed, frameless |  |  | 1 | DOOR | FALSE
DOSL-282 | DOOR: sliding, bi-parting, 2 leaves, 1600 clear opening, fully glazed, frameless |  |  | 1 | DOOR | FALSE
DOSL-283 | DOOR: sliding, bi-parting, 2 leaves, 1700 clear opening, fully glazed, frameless |  |  | 1 | DOOR | FALSE
DOSL-284 | DOOR: sliding, bi-parting, 2 leaves, 1800 clear opening, fully glazed, frameless |  |  | 1 | DOOR | FALSE
DOSL-285 | DOOR: sliding, bi-parting, 2 leaves, 1900 clear opening, fully glazed, frameless |  |  | 1 | DOOR | FALSE
DOSL-286 | DOOR: sliding, bi-parting, 2 leaves, 2000 clear opening, fully glazed, frameless |  |  | 1 | DOOR | FALSE
DOSL-287 | DOOR: sliding, bi-parting, 2 leaves, 2100 clear opening, fully glazed, frameless |  |  | 1 | DOOR | FALSE
DOSL-288 | DOOR: sliding, bi-parting, 2 leaves, 2200 clear opening, fully glazed, frameless |  |  | 1 | DOOR | FALSE
DOSL-289 | DOOR: sliding, bi-parting, 2 leaves, 2300 clear opening, fully glazed, frameless |  |  | 1 | DOOR | FALSE
DOSP-001 | DOOR: hinged, 1 leaf, 800 clear opening, solid, cool room |  |  | 1 | DOOR | FALSE
DOSP-002 | DOOR: hinged, 1 leaf, 850 clear opening, solid, cool room |  |  | 1 | DOOR | FALSE
DOSP-003 | DOOR: hinged, 1 leaf, 900 clear opening, solid, cool room | DWGE-004 | DOOR: coolroom, metal, prefinished | 1 | DOOR | FALSE
DOSP-004 | DOOR: hinged, 1 leaf, 950 clear opening, solid, cool room |  |  | 1 | DOOR | FALSE
DOSP-005 | DOOR: hinged, 1 leaf, 1000 clear opening, solid, cool room |  |  | 1 | DOOR | FALSE
DOSP-006 | DOOR: hinged, 1 leaf, 1050 clear opening, solid, cool room |  |  | 1 | DOOR | FALSE
DOSP-007 | DOOR: hinged, 1 leaf, 1100 clear opening, solid, cool room |  |  | 1 | DOOR | FALSE
DOSP-011 | DOOR: hinged, 1 leaf, 800 clear opening, solid, cool room, small vision panel |  |  | 1 | DOOR | FALSE
DOSP-012 | DOOR: hinged, 1 leaf, 850 clear opening, solid, cool room, small vision panel |  |  | 1 | DOOR | FALSE
DOSP-013 | DOOR: hinged, 1 leaf, 900 clear opening, solid, cool room, small vision panel |  |  | 1 | DOOR | FALSE
DOSP-014 | DOOR: hinged, 1 leaf, 950 clear opening, solid, cool room, small vision panel |  |  | 1 | DOOR | FALSE
DOSP-015 | DOOR: hinged, 1 leaf, 1000 clear opening, solid, cool room, small vision panel |  |  | 1 | DOOR | FALSE
DOSP-016 | DOOR: hinged, 1 leaf, 1050 clear opening, solid, cool room, small vision panel |  |  | 1 | DOOR | FALSE
DOSP-017 | DOOR: hinged, 1 leaf, 1100 clear opening, solid, cool room, small vision panel |  |  | 1 | DOOR | FALSE
DOSP-021 | DOOR: sliding, 1 leaf, 800 clear opening, solid, cool room |  |  | 1 | DOOR | FALSE
DOSP-022 | DOOR: sliding, 1 leaf, 850 clear opening, solid, cool room |  |  | 1 | DOOR | FALSE
DOSP-023 | DOOR: sliding, 1 leaf, 900 clear opening, solid, cool room |  |  | 1 | DOOR | FALSE
DOSP-024 | DOOR: sliding, 1 leaf, 950 clear opening, solid, cool room |  |  | 1 | DOOR | FALSE
DOSP-025 | DOOR: sliding, 1 leaf, 1000 clear opening, solid, cool room |  |  | 1 | DOOR | FALSE
DOSP-026 | DOOR: sliding, 1 leaf, 1050 clear opening, solid, cool room |  |  | 1 | DOOR | FALSE
DOSP-027 | DOOR: sliding, 1 leaf, 1100 clear opening, solid, cool room |  |  | 1 | DOOR | FALSE
DOSP-031 | DOOR: sliding, 1 leaf, 800 clear opening, solid, cool room, small vision panel |  |  | 1 | DOOR | FALSE
DOSP-032 | DOOR: sliding, 1 leaf, 850 clear opening, solid, cool room, small vision panel |  |  | 1 | DOOR | FALSE
DOSP-033 | DOOR: sliding, 1 leaf, 900 clear opening, solid, cool room, small vision panel |  |  | 1 | DOOR | FALSE
DOSP-034 | DOOR: sliding, 1 leaf, 950 clear opening, solid, cool room, small vision panel |  |  | 1 | DOOR | FALSE
DOSP-035 | DOOR: sliding, 1 leaf, 1000 clear opening, solid, cool room, small vision panel |  |  | 1 | DOOR | FALSE
DOSP-036 | DOOR: sliding, 1 leaf, 1050 clear opening, solid, cool room, small vision panel |  |  | 1 | DOOR | FALSE
DOSP-037 | DOOR: sliding, 1 leaf, 1100 clear opening, solid, cool room, small vision panel |  |  | 1 | DOOR | FALSE
DOSP-061 | DOOR: sliding, bi-parting, 2 leaves, 1200 clear opening, solid, cool room |  |  | 1 | DOOR | FALSE
DOSP-062 | DOOR: sliding, bi-parting, 2 leaves, 1300 clear opening, solid, cool room |  |  | 1 | DOOR | FALSE
DOSP-063 | DOOR: sliding, bi-parting, 2 leaves, 1400 clear opening, solid, cool room |  |  | 1 | DOOR | FALSE
DOSP-064 | DOOR: sliding, bi-parting, 1500 clear opening, solid, cool room |  |  | 1 | DOOR | FALSE
DOSP-065 | DOOR: sliding, bi-parting, 1600 clear opening, solid, cool room |  |  | 1 | DOOR | FALSE
DOSP-066 | DOOR: sliding, bi-parting, 2 leaves, 1700 clear opening, solid, cool room |  |  | 1 | DOOR | FALSE
DOSP-067 | DOOR: sliding, bi-parting, 2 leaves, 1800 clear opening, solid, cool room |  |  | 1 | DOOR | FALSE
DOSP-071 | DOOR: sliding, bi-parting, 2 leaves, 1200 clear opening, solid, cool room, small vision panel |  |  | 1 | DOOR | FALSE
DOSP-072 | DOOR: sliding, bi-parting, 2 leaves, 1300 clear opening, solid, cool room, small vision panel |  |  | 1 | DOOR | FALSE
DOSP-073 | DOOR: sliding, bi-parting, 2 leaves, 1400 clear opening, solid, cool room, small vision panel |  |  | 1 | DOOR | FALSE
DOSP-074 | DOOR: sliding, bi-parting, 2 leaves, 1500 clear opening, solid, cool room, small vision panel |  |  | 1 | DOOR | FALSE
DOSP-075 | DOOR: sliding, bi-parting, 2 leaves, 1600 clear opening, solid, cool room, small vision panel |  |  | 1 | DOOR | FALSE
DOSP-076 | DOOR: sliding, bi-parting, 2 leaves, 1700 clear opening, solid, cool room, small vision panel |  |  | 1 | DOOR | FALSE
DOSP-077 | DOOR: sliding, bi-parting, 2 leaves, 1800 clear opening, solid, cool room, small vision panel |  |  | 1 | DOOR | FALSE
DOSP-101 | DOOR: hinged, 1 leaf, 900 clear opening, solid, strong room | DWGE-003 | DOOR: 910mm c/o, steel, strongroom, security door, paint | 1 | DOOR | FALSE
DOSP-102 | DOOR: hinged, 1 leaf, 950 clear opening, solid, strong room |  |  | 1 | DOOR | FALSE
DOSP-103 | DOOR: hinged, 1 leaf, 1000 clear opening, solid, strong room |  |  | 1 | DOOR | FALSE
DOSP-104 | DOOR: hinged, 1 leaf, 1050 clear opening, solid, strong room |  |  | 1 | DOOR | FALSE
DOSP-105 | DOOR: hinged, 1 leaf, 1100 clear opening, solid, strong room |  |  | 1 | DOOR | FALSE
DOSP-121 | DOOR: hinged, 1 leaf, 900 clear opening, mesh grille, strong room | DWGE-002 | DOOR: 910mm c/o, steel, strongroom, grille gate door, paint | 1 | DOOR | FALSE
DOSP-122 | DOOR: hinged, 1 leaf, 950 clear opening, mesh grille, strong room |  |  | 1 | DOOR | FALSE
DOSP-123 | DOOR: hinged, 1 leaf, 1000 clear opening, mesh grille, strong room |  |  | 1 | DOOR | FALSE
DOSP-124 | DOOR: hinged, 1 leaf, 1050 clear opening, mesh grille, strong room |  |  | 1 | DOOR | FALSE
DOSP-125 | DOOR: hinged, 1 leaf, 1100 clear opening, mesh grille, strong room |  |  | 1 | DOOR | FALSE
DOSP-141 | DOOR: hinged, 1 leaf, 1200 clear opening, radio frequency shielding, MRI imaging room |  |  | 1 | DOOR | TRUE
DOSP-142 | DOOR: hinged, 1 leaf, 1250 clear opening, radio frequency shielding, MRI imaging room |  |  | 1 | DOOR | FALSE
DOSP-143 | DOOR: hinged, 1 leaf, 1300 clear opening, radio frequency shielding, MRI imaging room |  |  | 1 | DOOR | FALSE
DOSP-151 | DOOR: hinged, 1 leaf, 1200 clear opening, solid, anti-ligature, small vision panel, mental health seclusion room |  |  | 1 | DOOR | FALSE
DOSP-152 | DOOR: hinged, 1 leaf, 1250 clear opening, solid, anti-ligature, small vision panel, mental health seclusion room | DWGL-075 | DOOR: 1270mm c/o, 1 leaf, observation panel, solid core/safety glass, paint | 1 | DOOR | FALSE
DOSP-153 | DOOR: hinged, 1 leaf, 1300 clear opening, solid, anti-ligature, small vision panel, mental health seclusion room | DWGL-075 | DOOR: 1270mm c/o, 1 leaf, observation panel, solid core/safety glass, paint | 1 | DOOR | FALSE
DOSP-201 | GATE: hinged, 1 leaf, 850 clear opening |  |  | 1 | DOOR | FALSE
DOSP-202 | GATE: hinged, 1 leaf, 900 clear opening | DWGE-013 | GATE: 1 leaf, steel, prefinished | 1 | DOOR | FALSE
DOSP-203 | GATE: hinged, 1 leaf, 950 clear opening |  |  | 1 | DOOR | FALSE
DOSP-204 | GATE: hinged, 1 leaf, 1000 clear opening |  |  | 1 | DOOR | FALSE
DOSP-205 | GATE: hinged, 1 leaf, 1050 clear opening |  |  | 1 | DOOR | FALSE
DOSP-206 | GATE: hinged, 1 leaf, 1100 clear opening |  |  | 1 | DOOR | FALSE
DOSP-207 | GATE: hinged, 1 leaf, 1150 clear opening |  |  | 1 | DOOR | FALSE
DOSP-208 | GATE: hinged, 1 leaf, 1200 clear opening |  |  | 1 | DOOR | FALSE
DOST-001 | DOOR: stacking, 1 leaf + 1 fixed panel, 800 clear opening, fully glazed, framed |  |  | 1 | DOOR | FALSE
DOST-001.01 | DOOR: stacking, 1 leaf + 1 fixed panel, 800 clear opening, fully glazed, framed |  |  | 1 | DOOR | FALSE
DOST-001.02 | DOOR: stacking, 1 leaf + 1 fixed panel, 800 clear opening, fully glazed, framed, with integral blinds |  |  | 1 | DOOR | FALSE
DOST-001.03 | DOOR: stacking, 1 leaf + 1 fixed panel, 800 clear opening, fully glazed, framed, with switchable glass |  |  | 1 | DOOR | FALSE
DOST-002 | DOOR: stacking, 1 leaf + 1 fixed panel, 850 clear opening, fully glazed, framed |  |  | 1 | DOOR | FALSE
DOST-002.01 | DOOR: stacking, 1 leaf + 1 fixed panel, 850 clear opening, fully glazed, framed |  |  | 1 | DOOR | FALSE
DOST-002.02 | DOOR: stacking, 1 leaf + 1 fixed panel, 850 clear opening, fully glazed, framed, with integral blinds |  |  | 1 | DOOR | FALSE
DOST-002.03 | DOOR: stacking, 1 leaf + 1 fixed panel, 850 clear opening, fully glazed, framed, with switchable glass |  |  | 1 | DOOR | FALSE
DOST-003 | DOOR: stacking, 1 leaf + 1 fixed panel, 900 clear opening, fully glazed, framed |  |  | 1 | DOOR | FALSE
DOST-003.01 | DOOR: stacking, 1 leaf + 1 fixed panel, 900 clear opening, fully glazed, framed |  |  | 1 | DOOR | FALSE
DOST-003.02 | DOOR: stacking, 1 leaf + 1 fixed panel, 900 clear opening, fully glazed, framed, with integral blinds |  |  | 1 | DOOR | FALSE
DOST-003.03 | DOOR: stacking, 1 leaf + 1 fixed panel, 900 clear opening, fully glazed, framed, with switchable glass |  |  | 1 | DOOR | FALSE
DOST-004 | DOOR: stacking, 1 leaf + 1 fixed panel, 950 clear opening, fully glazed, framed |  |  | 1 | DOOR | FALSE
DOST-004.01 | DOOR: stacking, 1 leaf + 1 fixed panel, 950 clear opening, fully glazed, framed |  |  | 1 | DOOR | FALSE
DOST-004.02 | DOOR: stacking, 1 leaf + 1 fixed panel, 950 clear opening, fully glazed, framed, with integral blinds |  |  | 1 | DOOR | FALSE
DOST-004.03 | DOOR: stacking, 1 leaf + 1 fixed panel, 950 clear opening, fully glazed, framed, with switchable glass |  |  | 1 | DOOR | FALSE
DOST-005 | DOOR: stacking, 1 leaf + 1 fixed panel, 1000 clear opening, fully glazed, framed |  |  | 1 | DOOR | FALSE
DOST-005.01 | DOOR: stacking, 1 leaf + 1 fixed panel, 1000 clear opening, fully glazed, framed |  |  | 1 | DOOR | FALSE
DOST-005.02 | DOOR: stacking, 1 leaf + 1 fixed panel, 1000 clear opening, fully glazed, framed, with integral blinds |  |  | 1 | DOOR | FALSE
DOST-005.03 | DOOR: stacking, 1 leaf + 1 fixed panel, 1000 clear opening, fully glazed, framed, with switchable glass |  |  | 1 | DOOR | FALSE
DOST-006 | DOOR: stacking, 1 leaf + 1 fixed panel, 1050 clear opening, fully glazed, framed |  |  | 1 | DOOR | FALSE
DOST-006.01 | DOOR: stacking, 1 leaf + 1 fixed panel, 1050 clear opening, fully glazed, framed |  |  | 1 | DOOR | FALSE
DOST-006.02 | DOOR: stacking, 1 leaf + 1 fixed panel, 1050 clear opening, fully glazed, framed, with integral blinds |  |  | 1 | DOOR | FALSE
DOST-006.03 | DOOR: stacking, 1 leaf + 1 fixed panel, 1050 clear opening, fully glazed, framed, with switchable glass |  |  | 1 | DOOR | FALSE
DOST-007 | DOOR: stacking, 1 leaf + 1 fixed panel, 1100 clear opening, fully glazed, framed |  |  | 1 | DOOR | FALSE
DOST-007.01 | DOOR: stacking, 1 leaf + 1 fixed panel, 1100 clear opening, fully glazed, framed |  |  | 1 | DOOR | FALSE
DOST-007.02 | DOOR: stacking, 1 leaf + 1 fixed panel, 1100 clear opening, fully glazed, framed, with integral blinds |  |  | 1 | DOOR | FALSE
DOST-007.03 | DOOR: stacking, 1 leaf + 1 fixed panel, 1100 clear opening, fully glazed, framed, with switchable glass |  |  | 1 | DOOR | FALSE
DOST-008 | DOOR: stacking, 1 leaf + 1 fixed panel, 1150 clear opening, fully glazed, framed |  |  | 1 | DOOR | FALSE
DOST-008.01 | DOOR: stacking, 1 leaf + 1 fixed panel, 1150 clear opening, fully glazed, framed |  |  | 1 | DOOR | FALSE
DOST-008.02 | DOOR: stacking, 1 leaf + 1 fixed panel, 1150 clear opening, fully glazed, framed, with integral blinds |  |  | 1 | DOOR | FALSE
DOST-008.03 | DOOR: stacking, 1 leaf + 1 fixed panel, 1150 clear opening, fully glazed, framed, with switchable glass |  |  | 1 | DOOR | FALSE
DOST-009 | DOOR: stacking, 1 leaf + 1 fixed panel, 1200 clear opening, fully glazed, framed |  |  | 1 | DOOR | FALSE
DOST-009.01 | DOOR: stacking, 1 leaf + 1 fixed panel, 1200 clear opening, fully glazed, framed |  |  | 1 | DOOR | FALSE
DOST-009.02 | DOOR: stacking, 1 leaf + 1 fixed panel, 1200 clear opening, fully glazed, framed, with integral blinds |  |  | 1 | DOOR | FALSE
DOST-009.03 | DOOR: stacking, 1 leaf + 1 fixed panel, 1200 clear opening, fully glazed, framed, with switchable glass |  |  | 1 | DOOR | FALSE
DOST-011 | DOOR: stacking, 1 leaf + 1 fixed panel, 800 clear opening, fully glazed, framed with mid-rail |  |  | 1 | DOOR | FALSE
DOST-011.01 | DOOR: stacking, 1 leaf + 1 fixed panel, 800 clear opening, fully glazed, framed with mid-rail |  |  | 1 | DOOR | FALSE
DOST-011.02 | DOOR: stacking, 1 leaf + 1 fixed panel, 800 clear opening, fully glazed, framed with mid-rail, with integral blinds |  |  | 1 | DOOR | FALSE
DOST-011.03 | DOOR: stacking, 1 leaf + 1 fixed panel, 800 clear opening, fully glazed, framed with mid-rail, with switchable glass |  |  | 1 | DOOR | FALSE
DOST-012 | DOOR: stacking, 1 leaf + 1 fixed panel, 850 clear opening, fully glazed, framed with mid-rail |  |  | 1 | DOOR | FALSE
DOST-012.01 | DOOR: stacking, 1 leaf + 1 fixed panel, 850 clear opening, fully glazed, framed with mid-rail |  |  | 1 | DOOR | FALSE
DOST-012.02 | DOOR: stacking, 1 leaf + 1 fixed panel, 850 clear opening, fully glazed, framed with mid-rail, with integral blinds |  |  | 1 | DOOR | FALSE
DOST-012.03 | DOOR: stacking, 1 leaf + 1 fixed panel, 850 clear opening, fully glazed, framed with mid-rail, with switchable glass |  |  | 1 | DOOR | FALSE
DOST-013 | DOOR: stacking, 1 leaf + 1 fixed panel, 900 clear opening, fully glazed, framed with mid-rail |  |  | 1 | DOOR | FALSE
DOST-013.01 | DOOR: stacking, 1 leaf + 1 fixed panel, 900 clear opening, fully glazed, framed with mid-rail |  |  | 1 | DOOR | FALSE
DOST-013.02 | DOOR: stacking, 1 leaf + 1 fixed panel, 900 clear opening, fully glazed, framed with mid-rail, with integral blinds |  |  | 1 | DOOR | FALSE
DOST-013.03 | DOOR: stacking, 1 leaf + 1 fixed panel, 900 clear opening, fully glazed, framed with mid-rail, with switchable glass |  |  | 1 | DOOR | FALSE
DOST-014 | DOOR: stacking, 1 leaf + 1 fixed panel, 950 clear opening, fully glazed, framed with mid-rail |  |  | 1 | DOOR | FALSE
DOST-014.01 | DOOR: stacking, 1 leaf + 1 fixed panel, 950 clear opening, fully glazed, framed with mid-rail |  |  | 1 | DOOR | FALSE
DOST-014.02 | DOOR: stacking, 1 leaf + 1 fixed panel, 950 clear opening, fully glazed, framed with mid-rail, with integral blinds |  |  | 1 | DOOR | FALSE
DOST-014.03 | DOOR: stacking, 1 leaf + 1 fixed panel, 950 clear opening, fully glazed, framed with mid-rail, with switchable glass |  |  | 1 | DOOR | FALSE
DOST-015 | DOOR: stacking, 1 leaf + 1 fixed panel, 1000 clear opening, fully glazed, framed with mid-rail |  |  | 1 | DOOR | FALSE
DOST-015.01 | DOOR: stacking, 1 leaf + 1 fixed panel, 1000 clear opening, fully glazed, framed with mid-rail |  |  | 1 | DOOR | FALSE
DOST-015.02 | DOOR: stacking, 1 leaf + 1 fixed panel, 1000 clear opening, fully glazed, framed with mid-rail, with integral blinds |  |  | 1 | DOOR | FALSE
DOST-015.03 | DOOR: stacking, 1 leaf + 1 fixed panel, 1000 clear opening, fully glazed, framed with mid-rail, with switchable glass |  |  | 1 | DOOR | FALSE
DOST-016 | DOOR: stacking, 1 leaf + 1 fixed panel, 1050 clear opening, fully glazed, framed with mid-rail |  |  | 1 | DOOR | FALSE
DOST-016.01 | DOOR: stacking, 1 leaf + 1 fixed panel, 1050 clear opening, fully glazed, framed with mid-rail |  |  | 1 | DOOR | FALSE
DOST-016.02 | DOOR: stacking, 1 leaf + 1 fixed panel, 1050 clear opening, fully glazed, framed with mid-rail, with integral blinds |  |  | 1 | DOOR | FALSE
DOST-016.03 | DOOR: stacking, 1 leaf + 1 fixed panel, 1050 clear opening, fully glazed, framed with mid-rail, with switchable glass |  |  | 1 | DOOR | FALSE
DOST-017 | DOOR: stacking, 1 leaf + 1 fixed panel, 1100 clear opening, fully glazed, framed with mid-rail |  |  | 1 | DOOR | FALSE
DOST-017.01 | DOOR: stacking, 1 leaf + 1 fixed panel, 1100 clear opening, fully glazed, framed with mid-rail |  |  | 1 | DOOR | FALSE
DOST-017.02 | DOOR: stacking, 1 leaf + 1 fixed panel, 1100 clear opening, fully glazed, framed with mid-rail, with integral blinds |  |  | 1 | DOOR | FALSE
DOST-017.03 | DOOR: stacking, 1 leaf + 1 fixed panel, 1100 clear opening, fully glazed, framed with mid-rail, with switchable glass |  |  | 1 | DOOR | FALSE
DOST-018 | DOOR: stacking, 1 leaf + 1 fixed panel, 1150 clear opening, fully glazed, framed with mid-rail |  |  | 1 | DOOR | FALSE
DOST-018.01 | DOOR: stacking, 1 leaf + 1 fixed panel, 1150 clear opening, fully glazed, framed with mid-rail |  |  | 1 | DOOR | FALSE
DOST-018.02 | DOOR: stacking, 1 leaf + 1 fixed panel, 1150 clear opening, fully glazed, framed with mid-rail, with integral blinds |  |  | 1 | DOOR | FALSE
DOST-018.03 | DOOR: stacking, 1 leaf + 1 fixed panel, 1150 clear opening, fully glazed, framed with mid-rail, with switchable glass |  |  | 1 | DOOR | FALSE
DOST-019 | DOOR: stacking, 1 leaf + 1 fixed panel, 1200 clear opening, fully glazed, framed with mid-rail |  |  | 1 | DOOR | FALSE
DOST-019.01 | DOOR: stacking, 1 leaf + 1 fixed panel, 1200 clear opening, fully glazed, framed with mid-rail | DWGL-026 | DOOR: 1200mm c/o, single leaf, sliding, fixed panel, fully glazed | 1 | DOOR | FALSE
DOST-019.02 | DOOR: stacking, 1 leaf + 1 fixed panel, 1200 clear opening, fully glazed, framed with mid-rail, with integral blinds |  |  | 1 | DOOR | FALSE
DOST-019.03 | DOOR: stacking, 1 leaf + 1 fixed panel, 1200 clear opening, fully glazed, framed with mid-rail, with switchable glass |  |  | 1 | DOOR | FALSE
DOST-021 | DOOR: stacking, 1 leaf + 1 fixed panel, 800 clear opening, fully glazed, frameless |  |  | 1 | DOOR | FALSE
DOST-022 | DOOR: stacking, 1 leaf + 1 fixed panel, 850 clear opening, fully glazed, frameless |  |  | 1 | DOOR | FALSE
DOST-023 | DOOR: stacking, 1 leaf + 1 fixed panel, 900 clear opening, fully glazed, frameless |  |  | 1 | DOOR | FALSE
DOST-024 | DOOR: stacking, 1 leaf + 1 fixed panel, 950 clear opening, fully glazed, frameless |  |  | 1 | DOOR | FALSE
DOST-025 | DOOR: stacking, 1 leaf + 1 fixed panel, 1000 clear opening, fully glazed, frameless |  |  | 1 | DOOR | FALSE
DOST-026 | DOOR: stacking, 1 leaf + 1 fixed panel, 1050 clear opening, fully glazed, frameless |  |  | 1 | DOOR | FALSE
DOST-027 | DOOR: stacking, 1 leaf + 1 fixed panel, 1100 clear opening, fully glazed, frameless |  |  | 1 | DOOR | FALSE
DOST-028 | DOOR: stacking, 1 leaf + 1 fixed panel, 1150 clear opening, fully glazed, frameless |  |  | 1 | DOOR | FALSE
DOST-029 | DOOR: stacking, 1 leaf + 1 fixed panel, 1200 clear opening, fully glazed, frameless |  |  | 1 | DOOR | FALSE
DOST-031 | DOOR: stacking, 2 leaves, 1500 clear opening, fully glazed, framed |  |  | 1 | DOOR | FALSE
DOST-031.01 | DOOR: stacking, 2 leaves, 1500 clear opening, fully glazed, framed |  |  | 1 | DOOR | FALSE
DOST-031.02 | DOOR: stacking, 2 leaves, 1500 clear opening, fully glazed, framed, with integral blinds |  |  | 1 | DOOR | FALSE
DOST-031.03 | DOOR: stacking, 2 leaves, 1500 clear opening, fully glazed, framed, with switchable glass |  |  | 1 | DOOR | FALSE
DOST-032 | DOOR: stacking, 2 leaves, 1600 clear opening, fully glazed, framed |  |  | 1 | DOOR | FALSE
DOST-032.01 | DOOR: stacking, 2 leaves, 1600 clear opening, fully glazed, framed |  |  | 1 | DOOR | FALSE
DOST-032.02 | DOOR: stacking, 2 leaves, 1600 clear opening, fully glazed, framed, with integral blinds |  |  | 1 | DOOR | FALSE
DOST-032.03 | DOOR: stacking, 2 leaves, 1600 clear opening, fully glazed, framed, with switchable glass |  |  | 1 | DOOR | FALSE
DOST-033 | DOOR: stacking, 2 leaves, 1700 clear opening, fully glazed, framed |  |  | 1 | DOOR | FALSE
DOST-033.01 | DOOR: stacking, 2 leaves, 1700 clear opening, fully glazed, framed |  |  | 1 | DOOR | FALSE
DOST-033.02 | DOOR: stacking, 2 leaves, 1700 clear opening, fully glazed, framed, with integral blinds |  |  | 1 | DOOR | FALSE
DOST-033.03 | DOOR: stacking, 2 leaves, 1700 clear opening, fully glazed, framed, with switchable glass |  |  | 1 | DOOR | FALSE
DOST-034 | DOOR: stacking, 2 leaves, 1800 clear opening, fully glazed, framed |  |  | 1 | DOOR | FALSE
DOST-034.01 | DOOR: stacking, 2 leaves, 1800 clear opening, fully glazed, framed |  |  | 1 | DOOR | FALSE
DOST-034.02 | DOOR: stacking, 2 leaves, 1800 clear opening, fully glazed, framed, with integral blinds |  |  | 1 | DOOR | FALSE
DOST-034.03 | DOOR: stacking, 2 leaves, 1800 clear opening, fully glazed, framed, with switchable glass |  |  | 1 | DOOR | FALSE
DOST-035 | DOOR: stacking, 2 leaves, 1900 clear opening, fully glazed, framed |  |  | 1 | DOOR | FALSE
DOST-035.01 | DOOR: stacking, 2 leaves, 1900 clear opening, fully glazed, framed |  |  | 1 | DOOR | FALSE
DOST-035.02 | DOOR: stacking, 2 leaves, 1900 clear opening, fully glazed, framed, with integral blinds |  |  | 1 | DOOR | FALSE
DOST-035.03 | DOOR: stacking, 2 leaves, 1900 clear opening, fully glazed, framed, with switchable glass |  |  | 1 | DOOR | FALSE
DOST-036 | DOOR: stacking, 2 leaves, 2000 clear opening, fully glazed, framed |  |  | 1 | DOOR | FALSE
DOST-036.01 | DOOR: stacking, 2 leaves, 2000 clear opening, fully glazed, framed |  |  | 1 | DOOR | FALSE
DOST-036.02 | DOOR: stacking, 2 leaves, 2000 clear opening, fully glazed, framed, with integral blinds |  |  | 1 | DOOR | FALSE
DOST-036.03 | DOOR: stacking, 2 leaves, 2000 clear opening, fully glazed, framed, with switchable glass |  |  | 1 | DOOR | FALSE
DOST-037 | DOOR: stacking, 2 leaves, 2100 clear opening, fully glazed, framed |  |  | 1 | DOOR | FALSE
DOST-037.01 | DOOR: stacking, 2 leaves, 2100 clear opening, fully glazed, framed |  |  | 1 | DOOR | FALSE
DOST-037.02 | DOOR: stacking, 2 leaves, 2100 clear opening, fully glazed, framed, with integral blinds |  |  | 1 | DOOR | FALSE
DOST-037.03 | DOOR: stacking, 2 leaves, 2100 clear opening, fully glazed, framed, with switchable glass |  |  | 1 | DOOR | FALSE
DOST-038 | DOOR: stacking, 2 leaves, 2200 clear opening, fully glazed, framed |  |  | 1 | DOOR | FALSE
DOST-038.01 | DOOR: stacking, 2 leaves, 2200 clear opening, fully glazed, framed |  |  | 1 | DOOR | FALSE
DOST-038.02 | DOOR: stacking, 2 leaves, 2200 clear opening, fully glazed, framed, with integral blinds |  |  | 1 | DOOR | FALSE
DOST-038.03 | DOOR: stacking, 2 leaves, 2200 clear opening, fully glazed, framed, with switchable glass |  |  | 1 | DOOR | FALSE
DOST-039 | DOOR: stacking, 2 leaves, 2300 clear opening, fully glazed, framed |  |  | 1 | DOOR | FALSE
DOST-039.01 | DOOR: stacking, 2 leaves, 2300 clear opening, fully glazed, framed |  |  | 1 | DOOR | FALSE
DOST-039.02 | DOOR: stacking, 2 leaves, 2300 clear opening, fully glazed, framed, with integral blinds |  |  | 1 | DOOR | FALSE
DOST-039.03 | DOOR: stacking, 2 leaves, 2300 clear opening, fully glazed, framed, with switchable glass |  |  | 1 | DOOR | FALSE
DOST-041 | DOOR: stacking, 2 leaves, 1500 clear opening, fully glazed, framed with mid-rail |  |  | 1 | DOOR | FALSE
DOST-041.01 | DOOR: stacking, 2 leaves, 1500 clear opening, fully glazed, framed with mid-rail |  |  | 1 | DOOR | FALSE
DOST-041.02 | DOOR: stacking, 2 leaves, 1500 clear opening, fully glazed, framed with mid-rail, with integral blinds |  |  | 1 | DOOR | FALSE
DOST-041.03 | DOOR: stacking, 2 leaves, 1500 clear opening, fully glazed, framed with mid-rail, with switchable glass |  |  | 1 | DOOR | FALSE
DOST-042 | DOOR: stacking, 2 leaves, 1600 clear opening, fully glazed, framed with mid-rail |  |  | 1 | DOOR | FALSE
DOST-042.01 | DOOR: stacking, 2 leaves, 1600 clear opening, fully glazed, framed with mid-rail |  |  | 1 | DOOR | FALSE
DOST-042.02 | DOOR: stacking, 2 leaves, 1600 clear opening, fully glazed, framed with mid-rail, with integral blinds |  |  | 1 | DOOR | FALSE
DOST-042.03 | DOOR: stacking, 2 leaves, 1600 clear opening, fully glazed, framed with mid-rail, with switchable glass |  |  | 1 | DOOR | FALSE
DOST-043 | DOOR: stacking, 2 leaves, 1700 clear opening, fully glazed, framed with mid-rail |  |  | 1 | DOOR | FALSE
DOST-043.01 | DOOR: stacking, 2 leaves, 1700 clear opening, fully glazed, framed with mid-rail |  |  | 1 | DOOR | FALSE
DOST-043.02 | DOOR: stacking, 2 leaves, 1700 clear opening, fully glazed, framed with mid-rail, with integral blinds |  |  | 1 | DOOR | FALSE
DOST-043.03 | DOOR: stacking, 2 leaves, 1700 clear opening, fully glazed, framed with mid-rail, with switchable glass |  |  | 1 | DOOR | FALSE
DOST-044 | DOOR: stacking, 2 leaves, 1800 clear opening, fully glazed, framed with mid-rail |  |  | 1 | DOOR | FALSE
DOST-044.01 | DOOR: stacking, 2 leaves, 1800 clear opening, fully glazed, framed with mid-rail |  |  | 1 | DOOR | FALSE
DOST-044.02 | DOOR: stacking, 2 leaves, 1800 clear opening, fully glazed, framed with mid-rail, with integral blinds |  |  | 1 | DOOR | FALSE
DOST-044.03 | DOOR: stacking, 2 leaves, 1800 clear opening, fully glazed, framed with mid-rail, with switchable glass |  |  | 1 | DOOR | FALSE
DOST-045 | DOOR: stacking, 2 leaves, 1900 clear opening, fully glazed, framed with mid-rail |  |  | 1 | DOOR | FALSE
DOST-045.01 | DOOR: stacking, 2 leaves, 1900 clear opening, fully glazed, framed with mid-rail |  |  | 1 | DOOR | FALSE
DOST-045.02 | DOOR: stacking, 2 leaves, 1900 clear opening, fully glazed, framed with mid-rail, with integral blinds |  |  | 1 | DOOR | FALSE
DOST-045.03 | DOOR: stacking, 2 leaves, 1900 clear opening, fully glazed, framed with mid-rail, with switchable glass |  |  | 1 | DOOR | FALSE
DOST-046 | DOOR: stacking, 2 leaves, 2000 clear opening, fully glazed, framed with mid-rail |  |  | 1 | DOOR | FALSE
DOST-046.01 | DOOR: stacking, 2 leaves, 2000 clear opening, fully glazed, framed with mid-rail |  |  | 1 | DOOR | FALSE
DOST-046.02 | DOOR: stacking, 2 leaves, 2000 clear opening, fully glazed, framed with mid-rail, with integral blinds |  |  | 1 | DOOR | FALSE
DOST-046.03 | DOOR: stacking, 2 leaves, 2000 clear opening, fully glazed, framed with mid-rail, with switchable glass |  |  | 1 | DOOR | FALSE
DOST-047 | DOOR: stacking, 2 leaves, 2100 clear opening, fully glazed, framed with mid-rail |  |  | 1 | DOOR | FALSE
DOST-047.01 | DOOR: stacking, 2 leaves, 2100 clear opening, fully glazed, framed with mid-rail |  |  | 1 | DOOR | FALSE
DOST-047.02 | DOOR: stacking, 2 leaves, 2100 clear opening, fully glazed, framed with mid-rail, with integral blinds |  |  | 1 | DOOR | FALSE
DOST-047.03 | DOOR: stacking, 2 leaves, 2100 clear opening, fully glazed, framed with mid-rail, with switchable glass |  |  | 1 | DOOR | FALSE
DOST-048 | DOOR: stacking, 2 leaves, 2200 clear opening, fully glazed, framed with mid-rail |  |  | 1 | DOOR | FALSE
DOST-048.01 | DOOR: stacking, 2 leaves, 2200 clear opening, fully glazed, framed with mid-rail |  |  | 1 | DOOR | FALSE
DOST-048.02 | DOOR: stacking, 2 leaves, 2200 clear opening, fully glazed, framed with mid-rail, with integral blinds |  |  | 1 | DOOR | FALSE
DOST-048.03 | DOOR: stacking, 2 leaves, 2200 clear opening, fully glazed, framed with mid-rail, with switchable glass |  |  | 1 | DOOR | FALSE
DOST-049 | DOOR: stacking, 2 leaves, 2300 clear opening, fully glazed, framed with mid-rail |  |  | 1 | DOOR | FALSE
DOST-049.01 | DOOR: stacking, 2 leaves, 2300 clear opening, fully glazed, framed with mid-rail |  |  | 1 | DOOR | FALSE
DOST-049.02 | DOOR: stacking, 2 leaves, 2300 clear opening, fully glazed, framed with mid-rail, with integral blinds |  |  | 1 | DOOR | FALSE
DOST-049.03 | DOOR: stacking, 2 leaves, 2300 clear opening, fully glazed, framed with mid-rail, with switchable glass |  |  | 1 | DOOR | FALSE
DOST-051 | DOOR: stacking, 2 leaves, 1500 clear opening, fully glazed, frameless |  |  | 1 | DOOR | FALSE
DOST-052 | DOOR: stacking, 2 leaves, 1600 clear opening, fully glazed, frameless |  |  | 1 | DOOR | FALSE
DOST-053 | DOOR: stacking, 2 leaves, 1700 clear opening, fully glazed, frameless |  |  | 1 | DOOR | FALSE
DOST-054 | DOOR: stacking, 2 leaves, 1800 clear opening, fully glazed, frameless |  |  | 1 | DOOR | FALSE
DOST-055 | DOOR: stacking, 2 leaves, 1900 clear opening, fully glazed, frameless |  |  | 1 | DOOR | FALSE
DOST-056 | DOOR: stacking, 2 leaves, 2000 clear opening, fully glazed, frameless |  |  | 1 | DOOR | FALSE
DOST-057 | DOOR: stacking, 2 leaves, 2100 clear opening, fully glazed, frameless |  |  | 1 | DOOR | FALSE
DOST-058 | DOOR: stacking, 2 leaves, 2200 clear opening, fully glazed, frameless |  |  | 1 | DOOR | FALSE
DOST-059 | DOOR: stacking, 2 leaves, 2300 clear opening, fully glazed, frameless |  |  | 1 | DOOR | FALSE
DOST-061 | DOOR: stacking, 2 leaves + 1 fixed panel, 1500 clear opening, fully glazed, framed |  |  | 1 | DOOR | FALSE
DOST-061.01 | DOOR: stacking, 2 leaves + 1 fixed panel, 1500 clear opening, fully glazed, framed |  |  | 1 | DOOR | FALSE
DOST-061.02 | DOOR: stacking, 2 leaves + 1 fixed panel, 1500 clear opening, fully glazed, framed, with integral blinds |  |  | 1 | DOOR | FALSE
DOST-061.03 | DOOR: stacking, 2 leaves + 1 fixed panel, 1500 clear opening, fully glazed, framed, with switchable glass |  |  | 1 | DOOR | FALSE
DOST-062 | DOOR: stacking, 2 leaves + 1 fixed panel, 1600 clear opening, fully glazed, framed |  |  | 1 | DOOR | FALSE
DOST-062.01 | DOOR: stacking, 2 leaves + 1 fixed panel, 1600 clear opening, fully glazed, framed |  |  | 1 | DOOR | FALSE
DOST-062.02 | DOOR: stacking, 2 leaves + 1 fixed panel, 1600 clear opening, fully glazed, framed, with integral blinds |  |  | 1 | DOOR | FALSE
DOST-062.03 | DOOR: stacking, 2 leaves + 1 fixed panel, 1600 clear opening, fully glazed, framed, with switchable glass |  |  | 1 | DOOR | FALSE
DOST-063 | DOOR: stacking, 2 leaves + 1 fixed panel, 1700 clear opening, fully glazed, framed |  |  | 1 | DOOR | FALSE
DOST-063.01 | DOOR: stacking, 2 leaves + 1 fixed panel, 1700 clear opening, fully glazed, framed |  |  | 1 | DOOR | FALSE
DOST-063.02 | DOOR: stacking, 2 leaves + 1 fixed panel, 1700 clear opening, fully glazed, framed, with integral blinds |  |  | 1 | DOOR | FALSE
DOST-063.03 | DOOR: stacking, 2 leaves + 1 fixed panel, 1700 clear opening, fully glazed, framed, with switchable glass |  |  | 1 | DOOR | FALSE
DOST-064 | DOOR: stacking, 2 leaves + 1 fixed panel, 1800 clear opening, fully glazed, framed | DWGL-071 | DOOR: min 1800mm c/o, triple leaf, sliding, fully glazed, alum/safety glass, powdercoat/paint | 1 | DOOR | FALSE
DOST-064.01 | DOOR: stacking, 2 leaves + 1 fixed panel, 1800 clear opening, fully glazed, framed |  |  | 1 | DOOR | FALSE
DOST-064.02 | DOOR: stacking, 2 leaves + 1 fixed panel, 1800 clear opening, fully glazed, framed, with integral blinds |  |  | 1 | DOOR | FALSE
DOST-064.03 | DOOR: stacking, 2 leaves + 1 fixed panel, 1800 clear opening, fully glazed, framed, with switchable glass |  |  | 1 | DOOR | FALSE
DOST-065 | DOOR: stacking, 2 leaves + 1 fixed panel, 1900 clear opening, fully glazed, framed |  |  | 1 | DOOR | FALSE
DOST-065.01 | DOOR: stacking, 2 leaves + 1 fixed panel, 1900 clear opening, fully glazed, framed |  |  | 1 | DOOR | FALSE
DOST-065.02 | DOOR: stacking, 2 leaves + 1 fixed panel, 1900 clear opening, fully glazed, framed, with integral blinds |  |  | 1 | DOOR | FALSE
DOST-065.03 | DOOR: stacking, 2 leaves + 1 fixed panel, 1900 clear opening, fully glazed, framed, with switchable glass |  |  | 1 | DOOR | FALSE
DOST-066 | DOOR: stacking, 2 leaves + 1 fixed panel, 2000 clear opening, fully glazed, framed |  |  | 1 | DOOR | FALSE
DOST-066.01 | DOOR: stacking, 2 leaves + 1 fixed panel, 2000 clear opening, fully glazed, framed |  |  | 1 | DOOR | FALSE
DOST-066.02 | DOOR: stacking, 2 leaves + 1 fixed panel, 2000 clear opening, fully glazed, framed, with integral blinds |  |  | 1 | DOOR | FALSE
DOST-066.03 | DOOR: stacking, 2 leaves + 1 fixed panel, 2000 clear opening, fully glazed, framed, with switchable glass |  |  | 1 | DOOR | FALSE
DOST-067 | DOOR: stacking, 2 leaves + 1 fixed panel, 2100 clear opening, fully glazed, framed |  |  | 1 | DOOR | FALSE
DOST-067.01 | DOOR: stacking, 2 leaves + 1 fixed panel, 2100 clear opening, fully glazed, framed |  |  | 1 | DOOR | FALSE
DOST-067.02 | DOOR: stacking, 2 leaves + 1 fixed panel, 2100 clear opening, fully glazed, framed, with integral blinds |  |  | 1 | DOOR | FALSE
DOST-067.03 | DOOR: stacking, 2 leaves + 1 fixed panel, 2100 clear opening, fully glazed, framed, with switchable glass |  |  | 1 | DOOR | FALSE
DOST-068 | DOOR: stacking, 2 leaves + 1 fixed panel, 2200 clear opening, fully glazed, framed |  |  | 1 | DOOR | FALSE
DOST-068.01 | DOOR: stacking, 2 leaves + 1 fixed panel, 2200 clear opening, fully glazed, framed |  |  | 1 | DOOR | FALSE
DOST-068.02 | DOOR: stacking, 2 leaves + 1 fixed panel, 2200 clear opening, fully glazed, framed, with integral blinds |  |  | 1 | DOOR | FALSE
DOST-068.03 | DOOR: stacking, 2 leaves + 1 fixed panel, 2200 clear opening, fully glazed, framed, with switchable glass |  |  | 1 | DOOR | FALSE
DOST-069 | DOOR: stacking, 2 leaves + 1 fixed panel, 2300 clear opening, fully glazed, framed |  |  | 1 | DOOR | FALSE
DOST-069.01 | DOOR: stacking, 2 leaves + 1 fixed panel, 2300 clear opening, fully glazed, framed |  |  | 1 | DOOR | FALSE
DOST-069.02 | DOOR: stacking, 2 leaves + 1 fixed panel, 2300 clear opening, fully glazed, framed, with integral blinds |  |  | 1 | DOOR | FALSE
DOST-069.03 | DOOR: stacking, 2 leaves + 1 fixed panel, 2300 clear opening, fully glazed, framed, with switchable glass |  |  | 1 | DOOR | FALSE
DOST-071 | DOOR: stacking, 2 leaves + 1 fixed panel, 1500 clear opening, fully glazed, framed with mid-rail |  |  | 1 | DOOR | FALSE
DOST-071.01 | DOOR: stacking, 2 leaves + 1 fixed panel, 1500 clear opening, fully glazed, framed with mid-rail |  |  | 1 | DOOR | FALSE
DOST-071.02 | DOOR: stacking, 2 leaves + 1 fixed panel, 1500 clear opening, fully glazed, framed with mid-rail, with integral blinds |  |  | 1 | DOOR | FALSE
DOST-071.03 | DOOR: stacking, 2 leaves + 1 fixed panel, 1500 clear opening, fully glazed, framed with mid-rail, with switchable glass |  |  | 1 | DOOR | FALSE
DOST-072 | DOOR: stacking, 2 leaves + 1 fixed panel, 1600 clear opening, fully glazed, framed with mid-rail |  |  | 1 | DOOR | FALSE
DOST-072.01 | DOOR: stacking, 2 leaves + 1 fixed panel, 1600 clear opening, fully glazed, framed with mid-rail |  |  | 1 | DOOR | FALSE
DOST-072.02 | DOOR: stacking, 2 leaves + 1 fixed panel, 1600 clear opening, fully glazed, framed with mid-rail, with integral blinds |  |  | 1 | DOOR | FALSE
DOST-072.03 | DOOR: stacking, 2 leaves + 1 fixed panel, 1600 clear opening, fully glazed, framed with mid-rail, with switchable glass |  |  | 1 | DOOR | FALSE
DOST-073 | DOOR: stacking, 2 leaves + 1 fixed panel, 1700 clear opening, fully glazed, framed with mid-rail |  |  | 1 | DOOR | FALSE
DOST-073.01 | DOOR: stacking, 2 leaves + 1 fixed panel, 1700 clear opening, fully glazed, framed with mid-rail |  |  | 1 | DOOR | FALSE
DOST-073.02 | DOOR: stacking, 2 leaves + 1 fixed panel, 1700 clear opening, fully glazed, framed with mid-rail, with integral blinds |  |  | 1 | DOOR | FALSE
DOST-073.03 | DOOR: stacking, 2 leaves + 1 fixed panel, 1700 clear opening, fully glazed, framed with mid-rail, with switchable glass |  |  | 1 | DOOR | FALSE
DOST-074 | DOOR: stacking, 2 leaves + 1 fixed panel, 1800 clear opening, fully glazed, framed with mid-rail |  |  | 1 | DOOR | FALSE
DOST-074.01 | DOOR: stacking, 2 leaves + 1 fixed panel, 1800 clear opening, fully glazed, framed with mid-rail |  |  | 1 | DOOR | TRUE
DOST-074.02 | DOOR: stacking, 2 leaves + 1 fixed panel, 1800 clear opening, fully glazed, framed with mid-rail, with integral blinds |  |  | 1 | DOOR | FALSE
DOST-074.03 | DOOR: stacking, 2 leaves + 1 fixed panel, 1800 clear opening, fully glazed, framed with mid-rail, with switchable glass |  |  | 1 | DOOR | FALSE
DOST-075 | DOOR: stacking, 2 leaves + 1 fixed panel, 1900 clear opening, fully glazed, framed with mid-rail |  |  | 1 | DOOR | FALSE
DOST-075.01 | DOOR: stacking, 2 leaves + 1 fixed panel, 1900 clear opening, fully glazed, framed with mid-rail |  |  | 1 | DOOR | FALSE
DOST-075.02 | DOOR: stacking, 2 leaves + 1 fixed panel, 1900 clear opening, fully glazed, framed with mid-rail, with integral blinds |  |  | 1 | DOOR | FALSE
DOST-075.03 | DOOR: stacking, 2 leaves + 1 fixed panel, 1900 clear opening, fully glazed, framed with mid-rail, with switchable glass |  |  | 1 | DOOR | FALSE
DOST-076 | DOOR: stacking, 2 leaves + 1 fixed panel, 2000 clear opening, fully glazed, framed with mid-rail |  |  | 1 | DOOR | FALSE
DOST-076.01 | DOOR: stacking, 2 leaves + 1 fixed panel, 2000 clear opening, fully glazed, framed with mid-rail |  |  | 1 | DOOR | FALSE
DOST-076.02 | DOOR: stacking, 2 leaves + 1 fixed panel, 2000 clear opening, fully glazed, framed with mid-rail, with integral blinds |  |  | 1 | DOOR | FALSE
DOST-076.03 | DOOR: stacking, 2 leaves + 1 fixed panel, 2000 clear opening, fully glazed, framed with mid-rail, with switchable glass |  |  | 1 | DOOR | FALSE
DOST-077 | DOOR: stacking, 2 leaves + 1 fixed panel, 2100 clear opening, fully glazed, framed with mid-rail |  |  | 1 | DOOR | FALSE
DOST-077.01 | DOOR: stacking, 2 leaves + 1 fixed panel, 2100 clear opening, fully glazed, framed with mid-rail |  |  | 1 | DOOR | FALSE
DOST-077.02 | DOOR: stacking, 2 leaves + 1 fixed panel, 2100 clear opening, fully glazed, framed with mid-rail, with integral blinds |  |  | 1 | DOOR | FALSE
DOST-077.03 | DOOR: stacking, 2 leaves + 1 fixed panel, 2100 clear opening, fully glazed, framed with mid-rail, with switchable glass |  |  | 1 | DOOR | FALSE
DOST-078 | DOOR: stacking, 2 leaves + 1 fixed panel, 2200 clear opening, fully glazed, framed with mid-rail |  |  | 1 | DOOR | FALSE
DOST-078.01 | DOOR: stacking, 2 leaves + 1 fixed panel, 2200 clear opening, fully glazed, framed with mid-rail |  |  | 1 | DOOR | FALSE
DOST-078.02 | DOOR: stacking, 2 leaves + 1 fixed panel, 2200 clear opening, fully glazed, framed with mid-rail, with integral blinds |  |  | 1 | DOOR | FALSE
DOST-078.03 | DOOR: stacking, 2 leaves + 1 fixed panel, 2200 clear opening, fully glazed, framed with mid-rail, with switchable glass |  |  | 1 | DOOR | FALSE
DOST-079 | DOOR: stacking, 2 leaves + 1 fixed panel, 2300 clear opening, fully glazed, framed with mid-rail |  |  | 1 | DOOR | FALSE
DOST-079.01 | DOOR: stacking, 2 leaves + 1 fixed panel, 2300 clear opening, fully glazed, framed with mid-rail |  |  | 1 | DOOR | FALSE
DOST-079.02 | DOOR: stacking, 2 leaves + 1 fixed panel, 2300 clear opening, fully glazed, framed with mid-rail, with integral blinds |  |  | 1 | DOOR | FALSE
DOST-079.03 | DOOR: stacking, 2 leaves + 1 fixed panel, 2300 clear opening, fully glazed, framed with mid-rail, with switchable glass |  |  | 1 | DOOR | FALSE
DOST-081 | DOOR: stacking, 2 leaves + 1 fixed panel, 1500 clear opening, fully glazed, frameless |  |  | 1 | DOOR | FALSE
DOST-082 | DOOR: stacking, 2 leaves + 1 fixed panel, 1600 clear opening, fully glazed, frameless |  |  | 1 | DOOR | FALSE
DOST-083 | DOOR: stacking, 2 leaves + 1 fixed panel, 1700 clear opening, fully glazed, frameless |  |  | 1 | DOOR | FALSE
DOST-084 | DOOR: stacking, 2 leaves + 1 fixed panel, 1800 clear opening, fully glazed, frameless |  |  | 1 | DOOR | FALSE
DOST-085 | DOOR: stacking, 2 leaves + 1 fixed panel, 1900 clear opening, fully glazed, frameless |  |  | 1 | DOOR | FALSE
DOST-086 | DOOR: stacking, 2 leaves + 1 fixed panel, 2000 clear opening, fully glazed, frameless |  |  | 1 | DOOR | FALSE
DOST-087 | DOOR: stacking, 2 leaves + 1 fixed panel, 2100 clear opening, fully glazed, frameless |  |  | 1 | DOOR | FALSE
DOST-088 | DOOR: stacking, 2 leaves + 1 fixed panel, 2200 clear opening, fully glazed, frameless |  |  | 1 | DOOR | FALSE
DOST-089 | DOOR: stacking, 2 leaves + 1 fixed panel, 2300 clear opening, fully glazed, frameless |  |  | 1 | DOOR | FALSE
DOST-091 | DOOR: stacking, 3 leaves, 1800 clear opening, fully glazed, framed |  |  | 1 | DOOR | FALSE
DOST-091.01 | DOOR: stacking, 3 leaves, 1800 clear opening, fully glazed, framed |  |  | 1 | DOOR | FALSE
DOST-091.02 | DOOR: stacking, 3 leaves, 1800 clear opening, fully glazed, framed, with integral blinds |  |  | 1 | DOOR | FALSE
DOST-091.03 | DOOR: stacking, 3 leaves, 1800 clear opening, fully glazed, framed, with switchable glass |  |  | 1 | DOOR | FALSE
DOST-092 | DOOR: stacking, 3 leaves, 1900 clear opening, fully glazed, framed |  |  | 1 | DOOR | FALSE
DOST-092.01 | DOOR: stacking, 3 leaves, 1900 clear opening, fully glazed, framed |  |  | 1 | DOOR | FALSE
DOST-092.02 | DOOR: stacking, 3 leaves, 1900 clear opening, fully glazed, framed, with integral blinds |  |  | 1 | DOOR | FALSE
DOST-092.03 | DOOR: stacking, 3 leaves, 1900 clear opening, fully glazed, framed, with switchable glass |  |  | 1 | DOOR | FALSE
DOST-093 | DOOR: stacking, 3 leaves, 2000 clear opening, fully glazed, framed |  |  | 1 | DOOR | FALSE
DOST-093.01 | DOOR: stacking, 3 leaves, 2000 clear opening, fully glazed, framed |  |  | 1 | DOOR | FALSE
DOST-093.02 | DOOR: stacking, 3 leaves, 2000 clear opening, fully glazed, framed, with integral blinds |  |  | 1 | DOOR | FALSE
DOST-093.03 | DOOR: stacking, 3 leaves, 2000 clear opening, fully glazed, framed, with switchable glass |  |  | 1 | DOOR | FALSE
DOST-094 | DOOR: stacking, 3 leaves, 2100 clear opening, fully glazed, framed |  |  | 1 | DOOR | FALSE
DOST-094.01 | DOOR: stacking, 3 leaves, 2100 clear opening, fully glazed, framed |  |  | 1 | DOOR | FALSE
DOST-094.02 | DOOR: stacking, 3 leaves, 2100 clear opening, fully glazed, framed, with integral blinds |  |  | 1 | DOOR | FALSE
DOST-094.03 | DOOR: stacking, 3 leaves, 2100 clear opening, fully glazed, framed, with switchable glass |  |  | 1 | DOOR | FALSE
DOST-095 | DOOR: stacking, 3 leaves, 2200 clear opening, fully glazed, framed |  |  | 1 | DOOR | FALSE
DOST-095.01 | DOOR: stacking, 3 leaves, 2200 clear opening, fully glazed, framed |  |  | 1 | DOOR | FALSE
DOST-095.02 | DOOR: stacking, 3 leaves, 2200 clear opening, fully glazed, framed, with integral blinds |  |  | 1 | DOOR | FALSE
DOST-095.03 | DOOR: stacking, 3 leaves, 2200 clear opening, fully glazed, framed, with switchable glass |  |  | 1 | DOOR | FALSE
DOST-096 | DOOR: stacking, 3 leaves, 2300 clear opening, fully glazed, framed |  |  | 1 | DOOR | FALSE
DOST-096.01 | DOOR: stacking, 3 leaves, 2300 clear opening, fully glazed, framed |  |  | 1 | DOOR | FALSE
DOST-096.02 | DOOR: stacking, 3 leaves, 2300 clear opening, fully glazed, framed, with integral blinds |  |  | 1 | DOOR | FALSE
DOST-096.03 | DOOR: stacking, 3 leaves, 2300 clear opening, fully glazed, framed, with switchable glass |  |  | 1 | DOOR | FALSE
DOST-097 | DOOR: stacking, 3 leaves, 2400 clear opening, fully glazed, framed |  |  | 1 | DOOR | FALSE
DOST-097.01 | DOOR: stacking, 3 leaves, 2400 clear opening, fully glazed, framed |  |  | 1 | DOOR | FALSE
DOST-097.02 | DOOR: stacking, 3 leaves, 2400 clear opening, fully glazed, framed, with integral blinds |  |  | 1 | DOOR | FALSE
DOST-097.03 | DOOR: stacking, 3 leaves, 2400 clear opening, fully glazed, framed, with switchable glass |  |  | 1 | DOOR | FALSE
DOST-098 | DOOR: stacking, 3 leaves, 2500 clear opening, fully glazed, framed |  |  | 1 | DOOR | FALSE
DOST-098.01 | DOOR: stacking, 3 leaves, 2500 clear opening, fully glazed, framed |  |  | 1 | DOOR | FALSE
DOST-098.02 | DOOR: stacking, 3 leaves, 2500 clear opening, fully glazed, framed, with integral blinds |  |  | 1 | DOOR | FALSE
DOST-098.03 | DOOR: stacking, 3 leaves, 2500 clear opening, fully glazed, framed, with switchable glass |  |  | 1 | DOOR | FALSE
DOST-101 | DOOR: stacking, 3 leaves, 1800 clear opening, fully glazed, framed with mid-rail |  |  | 1 | DOOR | FALSE
DOST-101.01 | DOOR: stacking, 3 leaves, 1800 clear opening, fully glazed, framed with mid-rail |  |  | 1 | DOOR | FALSE
DOST-101.02 | DOOR: stacking, 3 leaves, 1800 clear opening, fully glazed, framed with mid-rail, with integral blinds |  |  | 1 | DOOR | FALSE
DOST-101.03 | DOOR: stacking, 3 leaves, 1800 clear opening, fully glazed, framed with mid-rail, with switchable glass |  |  | 1 | DOOR | FALSE
DOST-102 | DOOR: stacking, 3 leaves, 1900 clear opening, fully glazed, framed with mid-rail |  |  | 1 | DOOR | FALSE
DOST-102.01 | DOOR: stacking, 3 leaves, 1900 clear opening, fully glazed, framed with mid-rail |  |  | 1 | DOOR | FALSE
DOST-102.02 | DOOR: stacking, 3 leaves, 1900 clear opening, fully glazed, framed with mid-rail, with integral blinds |  |  | 1 | DOOR | FALSE
DOST-102.03 | DOOR: stacking, 3 leaves, 1900 clear opening, fully glazed, framed with mid-rail, with switchable glass |  |  | 1 | DOOR | FALSE
DOST-103 | DOOR: stacking, 3 leaves, 2000 clear opening, fully glazed, framed with mid-rail |  |  | 1 | DOOR | FALSE
DOST-103.01 | DOOR: stacking, 3 leaves, 2000 clear opening, fully glazed, framed with mid-rail |  |  | 1 | DOOR | FALSE
DOST-103.02 | DOOR: stacking, 3 leaves, 2000 clear opening, fully glazed, framed with mid-rail, with integral blinds |  |  | 1 | DOOR | FALSE
DOST-103.03 | DOOR: stacking, 3 leaves, 2000 clear opening, fully glazed, framed with mid-rail, with switchable glass |  |  | 1 | DOOR | FALSE
DOST-104 | DOOR: stacking, 3 leaves, 2100 clear opening, fully glazed, framed with mid-rail |  |  | 1 | DOOR | FALSE
DOST-104.01 | DOOR: stacking, 3 leaves, 2100 clear opening, fully glazed, framed with mid-rail |  |  | 1 | DOOR | FALSE
DOST-104.02 | DOOR: stacking, 3 leaves, 2100 clear opening, fully glazed, framed with mid-rail, with integral blinds |  |  | 1 | DOOR | FALSE
DOST-104.03 | DOOR: stacking, 3 leaves, 2100 clear opening, fully glazed, framed with mid-rail, with switchable glass |  |  | 1 | DOOR | FALSE
DOST-105 | DOOR: stacking, 3 leaves, 2200 clear opening, fully glazed, framed with mid-rail |  |  | 1 | DOOR | FALSE
DOST-105.01 | DOOR: stacking, 3 leaves, 2200 clear opening, fully glazed, framed with mid-rail |  |  | 1 | DOOR | FALSE
DOST-105.02 | DOOR: stacking, 3 leaves, 2200 clear opening, fully glazed, framed with mid-rail, with integral blinds |  |  | 1 | DOOR | FALSE
DOST-105.03 | DOOR: stacking, 3 leaves, 2200 clear opening, fully glazed, framed with mid-rail, with switchable glass |  |  | 1 | DOOR | FALSE
DOST-106 | DOOR: stacking, 3 leaves, 2300 clear opening, fully glazed, framed with mid-rail |  |  | 1 | DOOR | FALSE
DOST-106.01 | DOOR: stacking, 3 leaves, 2300 clear opening, fully glazed, framed with mid-rail |  |  | 1 | DOOR | FALSE
DOST-106.02 | DOOR: stacking, 3 leaves, 2300 clear opening, fully glazed, framed with mid-rail, with integral blinds |  |  | 1 | DOOR | FALSE
DOST-106.03 | DOOR: stacking, 3 leaves, 2300 clear opening, fully glazed, framed with mid-rail, with switchable glass |  |  | 1 | DOOR | FALSE
DOST-107 | DOOR: stacking, 3 leaves, 2400 clear opening, fully glazed, framed with mid-rail |  |  | 1 | DOOR | FALSE
DOST-107.01 | DOOR: stacking, 3 leaves, 2400 clear opening, fully glazed, framed with mid-rail |  |  | 1 | DOOR | FALSE
DOST-107.02 | DOOR: stacking, 3 leaves, 2400 clear opening, fully glazed, framed with mid-rail, with integral blinds |  |  | 1 | DOOR | FALSE
DOST-107.03 | DOOR: stacking, 3 leaves, 2400 clear opening, fully glazed, framed with mid-rail, with switchable glass |  |  | 1 | DOOR | FALSE
DOST-108 | DOOR: stacking, 3 leaves, 2500 clear opening, fully glazed, framed with mid-rail |  |  | 1 | DOOR | FALSE
DOST-108.01 | DOOR: stacking, 3 leaves, 2500 clear opening, fully glazed, framed with mid-rail |  |  | 1 | DOOR | FALSE
DOST-108.02 | DOOR: stacking, 3 leaves, 2500 clear opening, fully glazed, framed with mid-rail, with integral blinds |  |  | 1 | DOOR | FALSE
DOST-108.03 | DOOR: stacking, 3 leaves, 2500 clear opening, fully glazed, framed with mid-rail, with switchable glass |  |  | 1 | DOOR | FALSE
DOST-111 | DOOR: stacking, 3 leaves, 1800 clear opening, fully glazed, frameless |  |  | 1 | DOOR | FALSE
DOST-112 | DOOR: stacking, 3 leaves, 1900 clear opening, fully glazed, frameless |  |  | 1 | DOOR | FALSE
DOST-113 | DOOR: stacking, 3 leaves, 2000 clear opening, fully glazed, frameless |  |  | 1 | DOOR | FALSE
DOST-114 | DOOR: stacking, 3 leaves, 2100 clear opening, fully glazed, frameless |  |  | 1 | DOOR | FALSE
DOST-115 | DOOR: stacking, 3 leaves, 2200 clear opening, fully glazed, frameless |  |  | 1 | DOOR | FALSE
DOST-116 | DOOR: stacking, 3 leaves, 2300 clear opening, fully glazed, frameless |  |  | 1 | DOOR | FALSE
DOST-117 | DOOR: stacking, 3 leaves, 2400 clear opening, fully glazed, frameless |  |  | 1 | DOOR | FALSE
DOST-118 | DOOR: stacking, 3 leaves, 2500 clear opening, fully glazed, frameless |  |  | 1 | DOOR | FALSE
DOST-121 | DOOR: stacking, 3 leaves + 1 fixed panel, 1800 clear opening, fully glazed, framed |  |  | 1 | DOOR | FALSE
DOST-121.01 | DOOR: stacking, 3 leaves + 1 fixed panel, 1800 clear opening, fully glazed, framed |  |  | 1 | DOOR | FALSE
DOST-121.02 | DOOR: stacking, 3 leaves + 1 fixed panel, 1800 clear opening, fully glazed, framed, with integral blinds |  |  | 1 | DOOR | FALSE
DOST-121.03 | DOOR: stacking, 3 leaves + 1 fixed panel, 1800 clear opening, fully glazed, framed, with switchable glass |  |  | 1 | DOOR | FALSE
DOST-122 | DOOR: stacking, 3 leaves + 1 fixed panel, 1900 clear opening, fully glazed, framed |  |  | 1 | DOOR | FALSE
DOST-122.01 | DOOR: stacking, 3 leaves + 1 fixed panel, 1900 clear opening, fully glazed, framed |  |  | 1 | DOOR | FALSE
DOST-122.02 | DOOR: stacking, 3 leaves + 1 fixed panel, 1900 clear opening, fully glazed, framed, with integral blinds |  |  | 1 | DOOR | FALSE
DOST-122.03 | DOOR: stacking, 3 leaves + 1 fixed panel, 1900 clear opening, fully glazed, framed, with switchable glass |  |  | 1 | DOOR | FALSE
DOST-123 | DOOR: stacking, 3 leaves + 1 fixed panel, 2000 clear opening, fully glazed, framed |  |  | 1 | DOOR | FALSE
DOST-123.01 | DOOR: stacking, 3 leaves + 1 fixed panel, 2000 clear opening, fully glazed, framed |  |  | 1 | DOOR | FALSE
DOST-123.02 | DOOR: stacking, 3 leaves + 1 fixed panel, 2000 clear opening, fully glazed, framed, with integral blinds |  |  | 1 | DOOR | FALSE
DOST-123.03 | DOOR: stacking, 3 leaves + 1 fixed panel, 2000 clear opening, fully glazed, framed, with switchable glass |  |  | 1 | DOOR | FALSE
DOST-124 | DOOR: stacking, 3 leaves + 1 fixed panel, 2100 clear opening, fully glazed, framed |  |  | 1 | DOOR | FALSE
DOST-124.01 | DOOR: stacking, 3 leaves + 1 fixed panel, 2100 clear opening, fully glazed, framed |  |  | 1 | DOOR | FALSE
DOST-124.02 | DOOR: stacking, 3 leaves + 1 fixed panel, 2100 clear opening, fully glazed, framed, with integral blinds |  |  | 1 | DOOR | FALSE
DOST-124.03 | DOOR: stacking, 3 leaves + 1 fixed panel, 2100 clear opening, fully glazed, framed, with switchable glass |  |  | 1 | DOOR | FALSE
DOST-125 | DOOR: stacking, 3 leaves + 1 fixed panel, 2200 clear opening, fully glazed, framed |  |  | 1 | DOOR | FALSE
DOST-125.01 | DOOR: stacking, 3 leaves + 1 fixed panel, 2200 clear opening, fully glazed, framed |  |  | 1 | DOOR | FALSE
DOST-125.02 | DOOR: stacking, 3 leaves + 1 fixed panel, 2200 clear opening, fully glazed, framed, with integral blinds |  |  | 1 | DOOR | FALSE
DOST-125.03 | DOOR: stacking, 3 leaves + 1 fixed panel, 2200 clear opening, fully glazed, framed, with switchable glass |  |  | 1 | DOOR | FALSE
DOST-126 | DOOR: stacking, 3 leaves + 1 fixed panel, 2300 clear opening, fully glazed, framed |  |  | 1 | DOOR | FALSE
DOST-126.01 | DOOR: stacking, 3 leaves + 1 fixed panel, 2300 clear opening, fully glazed, framed |  |  | 1 | DOOR | FALSE
DOST-126.02 | DOOR: stacking, 3 leaves + 1 fixed panel, 2300 clear opening, fully glazed, framed, with integral blinds |  |  | 1 | DOOR | FALSE
DOST-126.03 | DOOR: stacking, 3 leaves + 1 fixed panel, 2300 clear opening, fully glazed, framed, with switchable glass |  |  | 1 | DOOR | FALSE
DOST-127 | DOOR: stacking, 3 leaves + 1 fixed panel, 2400 clear opening, fully glazed, framed |  |  | 1 | DOOR | FALSE
DOST-127.01 | DOOR: stacking, 3 leaves + 1 fixed panel, 2400 clear opening, fully glazed, framed |  |  | 1 | DOOR | FALSE
DOST-127.02 | DOOR: stacking, 3 leaves + 1 fixed panel, 2400 clear opening, fully glazed, framed, with integral blinds |  |  | 1 | DOOR | FALSE
DOST-127.03 | DOOR: stacking, 3 leaves + 1 fixed panel, 2400 clear opening, fully glazed, framed, with switchable glass |  |  | 1 | DOOR | FALSE
DOST-128 | DOOR: stacking, 3 leaves + 1 fixed panel, 2500 clear opening, fully glazed, framed |  |  | 1 | DOOR | FALSE
DOST-128.01 | DOOR: stacking, 3 leaves + 1 fixed panel, 2500 clear opening, fully glazed, framed |  |  | 1 | DOOR | FALSE
DOST-128.02 | DOOR: stacking, 3 leaves + 1 fixed panel, 2500 clear opening, fully glazed, framed, with integral blinds |  |  | 1 | DOOR | FALSE
DOST-128.03 | DOOR: stacking, 3 leaves + 1 fixed panel, 2500 clear opening, fully glazed, framed, with switchable glass |  |  | 1 | DOOR | FALSE
DOST-131 | DOOR: stacking, 3 leaves + 1 fixed panel, 1800 clear opening, fully glazed, framed with mid-rail |  |  | 1 | DOOR | FALSE
DOST-131.01 | DOOR: stacking, 3 leaves + 1 fixed panel, 1800 clear opening, fully glazed, framed with mid-rail |  |  | 1 | DOOR | FALSE
DOST-131.02 | DOOR: stacking, 3 leaves + 1 fixed panel, 1800 clear opening, fully glazed, framed with mid-rail, with integral blinds |  |  | 1 | DOOR | FALSE
DOST-131.03 | DOOR: stacking, 3 leaves + 1 fixed panel, 1800 clear opening, fully glazed, framed with mid-rail, with switchable glass |  |  | 1 | DOOR | FALSE
DOST-132 | DOOR: stacking, 3 leaves + 1 fixed panel, 1900 clear opening, fully glazed, framed with mid-rail |  |  | 1 | DOOR | FALSE
DOST-132.01 | DOOR: stacking, 3 leaves + 1 fixed panel, 1900 clear opening, fully glazed, framed with mid-rail |  |  | 1 | DOOR | FALSE
DOST-132.02 | DOOR: stacking, 3 leaves + 1 fixed panel, 1900 clear opening, fully glazed, framed with mid-rail, with integral blinds |  |  | 1 | DOOR | FALSE
DOST-132.03 | DOOR: stacking, 3 leaves + 1 fixed panel, 1900 clear opening, fully glazed, framed with mid-rail, with switchable glass |  |  | 1 | DOOR | FALSE
DOST-133 | DOOR: stacking, 3 leaves + 1 fixed panel, 2000 clear opening, fully glazed, framed with mid-rail |  |  | 1 | DOOR | FALSE
DOST-133.01 | DOOR: stacking, 3 leaves + 1 fixed panel, 2000 clear opening, fully glazed, framed with mid-rail |  |  | 1 | DOOR | FALSE
DOST-133.02 | DOOR: stacking, 3 leaves + 1 fixed panel, 2000 clear opening, fully glazed, framed with mid-rail, with integral blinds |  |  | 1 | DOOR | FALSE
DOST-133.03 | DOOR: stacking, 3 leaves + 1 fixed panel, 2000 clear opening, fully glazed, framed with mid-rail, with switchable glass |  |  | 1 | DOOR | FALSE
DOST-134 | DOOR: stacking, 3 leaves + 1 fixed panel, 2100 clear opening, fully glazed, framed with mid-rail |  |  | 1 | DOOR | FALSE
DOST-134.01 | DOOR: stacking, 3 leaves + 1 fixed panel, 2100 clear opening, fully glazed, framed with mid-rail |  |  | 1 | DOOR | FALSE
DOST-134.02 | DOOR: stacking, 3 leaves + 1 fixed panel, 2100 clear opening, fully glazed, framed with mid-rail, with integral blinds |  |  | 1 | DOOR | FALSE
DOST-134.03 | DOOR: stacking, 3 leaves + 1 fixed panel, 2100 clear opening, fully glazed, framed with mid-rail, with switchable glass |  |  | 1 | DOOR | FALSE
DOST-135 | DOOR: stacking, 3 leaves + 1 fixed panel, 2200 clear opening, fully glazed, framed with mid-rail |  |  | 1 | DOOR | FALSE
DOST-135.01 | DOOR: stacking, 3 leaves + 1 fixed panel, 2200 clear opening, fully glazed, framed with mid-rail |  |  | 1 | DOOR | FALSE
DOST-135.02 | DOOR: stacking, 3 leaves + 1 fixed panel, 2200 clear opening, fully glazed, framed with mid-rail, with integral blinds |  |  | 1 | DOOR | FALSE
DOST-135.03 | DOOR: stacking, 3 leaves + 1 fixed panel, 2200 clear opening, fully glazed, framed with mid-rail, with switchable glass |  |  | 1 | DOOR | FALSE
DOST-136 | DOOR: stacking, 3 leaves + 1 fixed panel, 2300 clear opening, fully glazed, framed with mid-rail |  |  | 1 | DOOR | FALSE
DOST-136.01 | DOOR: stacking, 3 leaves + 1 fixed panel, 2300 clear opening, fully glazed, framed with mid-rail |  |  | 1 | DOOR | FALSE
DOST-136.02 | DOOR: stacking, 3 leaves + 1 fixed panel, 2300 clear opening, fully glazed, framed with mid-rail, with integral blinds |  |  | 1 | DOOR | FALSE
DOST-136.03 | DOOR: stacking, 3 leaves + 1 fixed panel, 2300 clear opening, fully glazed, framed with mid-rail, with switchable glass |  |  | 1 | DOOR | FALSE
DOST-137 | DOOR: stacking, 3 leaves + 1 fixed panel, 2400 clear opening, fully glazed, framed with mid-rail |  |  | 1 | DOOR | FALSE
DOST-137.01 | DOOR: stacking, 3 leaves + 1 fixed panel, 2400 clear opening, fully glazed, framed with mid-rail |  |  | 1 | DOOR | FALSE
DOST-137.02 | DOOR: stacking, 3 leaves + 1 fixed panel, 2400 clear opening, fully glazed, framed with mid-rail, with integral blinds |  |  | 1 | DOOR | FALSE
DOST-137.03 | DOOR: stacking, 3 leaves + 1 fixed panel, 2400 clear opening, fully glazed, framed with mid-rail, with switchable glass |  |  | 1 | DOOR | FALSE
DOST-138 | DOOR: stacking, 3 leaves + 1 fixed panel, 2500 clear opening, fully glazed, framed with mid-rail |  |  | 1 | DOOR | FALSE
DOST-138.01 | DOOR: stacking, 3 leaves + 1 fixed panel, 2500 clear opening, fully glazed, framed with mid-rail |  |  | 1 | DOOR | FALSE
DOST-138.02 | DOOR: stacking, 3 leaves + 1 fixed panel, 2500 clear opening, fully glazed, framed with mid-rail, with integral blinds |  |  | 1 | DOOR | FALSE
DOST-138.03 | DOOR: stacking, 3 leaves + 1 fixed panel, 2500 clear opening, fully glazed, framed with mid-rail, with switchable glass |  |  | 1 | DOOR | FALSE
DOST-141 | DOOR: stacking, 3 leaves + 1 fixed panel, 1800 clear opening, fully glazed, frameless |  |  | 1 | DOOR | FALSE
DOST-142 | DOOR: stacking, 3 leaves + 1 fixed panel, 1900 clear opening, fully glazed, frameless |  |  | 1 | DOOR | FALSE
DOST-143 | DOOR: stacking, 3 leaves + 1 fixed panel, 2000 clear opening, fully glazed, frameless |  |  | 1 | DOOR | FALSE
DOST-144 | DOOR: stacking, 3 leaves + 1 fixed panel, 2100 clear opening, fully glazed, frameless |  |  | 1 | DOOR | FALSE
DOST-145 | DOOR: stacking, 3 leaves + 1 fixed panel, 2200 clear opening, fully glazed, frameless |  |  | 1 | DOOR | FALSE
DOST-146 | DOOR: stacking, 3 leaves + 1 fixed panel, 2300 clear opening, fully glazed, frameless |  |  | 1 | DOOR | FALSE
DOST-147 | DOOR: stacking, 3 leaves + 1 fixed panel, 2400 clear opening, fully glazed, frameless |  |  | 1 | DOOR | FALSE
DOST-148 | DOOR: stacking, 3 leaves + 1 fixed panel, 2500 clear opening, fully glazed, frameless |  |  | 1 | DOOR | FALSE
DOST-301 | DOOR: stacking, bi-parting, 2 leaves + 2 fixed panels, 1500 clear opening, fully glazed, framed |  |  | 1 | DOOR | FALSE
DOST-301.01 | DOOR: stacking, bi-parting, 2 leaves + 2 fixed panels, 1500 clear opening, fully glazed, framed |  |  | 1 | DOOR | FALSE
DOST-301.02 | DOOR: stacking, bi-parting, 2 leaves + 2 fixed panels, 1500 clear opening, fully glazed, framed, with integral blinds |  |  | 1 | DOOR | FALSE
DOST-301.03 | DOOR: stacking, bi-parting, 2 leaves + 2 fixed panels, 1500 clear opening, fully glazed, framed, with switchable glass |  |  | 1 | DOOR | FALSE
DOST-302 | DOOR: stacking, bi-parting, 2 leaves + 2 fixed panels, 1600 clear opening, fully glazed, framed |  |  | 1 | DOOR | FALSE
DOST-302.01 | DOOR: stacking, bi-parting, 2 leaves + 2 fixed panels, 1600 clear opening, fully glazed, framed |  |  | 1 | DOOR | FALSE
DOST-302.02 | DOOR: stacking, bi-parting, 2 leaves + 2 fixed panels, 1600 clear opening, fully glazed, framed, with integral blinds |  |  | 1 | DOOR | FALSE
DOST-302.03 | DOOR: stacking, bi-parting, 2 leaves + 2 fixed panels, 1600 clear opening, fully glazed, framed, with switchable glass |  |  | 1 | DOOR | FALSE
DOST-303 | DOOR: stacking, bi-parting, 2 leaves + 2 fixed panels, 1700 clear opening, fully glazed, framed |  |  | 1 | DOOR | FALSE
DOST-303.01 | DOOR: stacking, bi-parting, 2 leaves + 2 fixed panels, 1700 clear opening, fully glazed, framed |  |  | 1 | DOOR | FALSE
DOST-303.02 | DOOR: stacking, bi-parting, 2 leaves + 2 fixed panels, 1700 clear opening, fully glazed, framed, with integral blinds |  |  | 1 | DOOR | FALSE
DOST-303.03 | DOOR: stacking, bi-parting, 2 leaves + 2 fixed panels, 1700 clear opening, fully glazed, framed, with switchable glass |  |  | 1 | DOOR | FALSE
DOST-304 | DOOR: stacking, bi-parting, 2 leaves + 2 fixed panels, 1800 clear opening, fully glazed, framed |  |  | 1 | DOOR | FALSE
DOST-304.01 | DOOR: stacking, bi-parting, 2 leaves + 2 fixed panels, 1800 clear opening, fully glazed, framed |  |  | 1 | DOOR | FALSE
DOST-304.02 | DOOR: stacking, bi-parting, 2 leaves + 2 fixed panels, 1800 clear opening, fully glazed, framed, with integral blinds |  |  | 1 | DOOR | FALSE
DOST-304.03 | DOOR: stacking, bi-parting, 2 leaves + 2 fixed panels, 1800 clear opening, fully glazed, framed, with switchable glass |  |  | 1 | DOOR | FALSE
DOST-305 | DOOR: stacking, bi-parting, 2 leaves + 2 fixed panels, 1900 clear opening, fully glazed, framed |  |  | 1 | DOOR | FALSE
DOST-305.01 | DOOR: stacking, bi-parting, 2 leaves + 2 fixed panels, 1900 clear opening, fully glazed, framed |  |  | 1 | DOOR | FALSE
DOST-305.02 | DOOR: stacking, bi-parting, 2 leaves + 2 fixed panels, 1900 clear opening, fully glazed, framed, with integral blinds |  |  | 1 | DOOR | FALSE
DOST-305.03 | DOOR: stacking, bi-parting, 2 leaves + 2 fixed panels, 1900 clear opening, fully glazed, framed, with switchable glass |  |  | 1 | DOOR | FALSE
DOST-306 | DOOR: stacking, bi-parting, 2 leaves + 2 fixed panels, 2000 clear opening, fully glazed, framed |  |  | 1 | DOOR | FALSE
DOST-306.01 | DOOR: stacking, bi-parting, 2 leaves + 2 fixed panels, 2000 clear opening, fully glazed, framed |  |  | 1 | DOOR | FALSE
DOST-306.02 | DOOR: stacking, bi-parting, 2 leaves + 2 fixed panels, 2000 clear opening, fully glazed, framed, with integral blinds |  |  | 1 | DOOR | FALSE
DOST-306.03 | DOOR: stacking, bi-parting, 2 leaves + 2 fixed panels, 2000 clear opening, fully glazed, framed, with switchable glass |  |  | 1 | DOOR | FALSE
DOST-307 | DOOR: stacking, bi-parting, 2 leaves + 2 fixed panels, 2100 clear opening, fully glazed, framed |  |  | 1 | DOOR | FALSE
DOST-307.01 | DOOR: stacking, bi-parting, 2 leaves + 2 fixed panels, 2100 clear opening, fully glazed, framed |  |  | 1 | DOOR | FALSE
DOST-307.02 | DOOR: stacking, bi-parting, 2 leaves + 2 fixed panels, 2100 clear opening, fully glazed, framed, with integral blinds |  |  | 1 | DOOR | FALSE
DOST-307.03 | DOOR: stacking, bi-parting, 2 leaves + 2 fixed panels, 2100 clear opening, fully glazed, framed, with switchable glass |  |  | 1 | DOOR | FALSE
DOST-308 | DOOR: stacking, bi-parting, 2 leaves + 2 fixed panels, 2200 clear opening, fully glazed, framed |  |  | 1 | DOOR | FALSE
DOST-308.01 | DOOR: stacking, bi-parting, 2 leaves + 2 fixed panels, 2200 clear opening, fully glazed, framed |  |  | 1 | DOOR | FALSE
DOST-308.02 | DOOR: stacking, bi-parting, 2 leaves + 2 fixed panels, 2200 clear opening, fully glazed, framed, with integral blinds |  |  | 1 | DOOR | FALSE
DOST-308.03 | DOOR: stacking, bi-parting, 2 leaves + 2 fixed panels, 2200 clear opening, fully glazed, framed, with switchable glass |  |  | 1 | DOOR | FALSE
DOST-309 | DOOR: stacking, bi-parting, 2 leaves + 2 fixed panels, 2300 clear opening, fully glazed, framed |  |  | 1 | DOOR | FALSE
DOST-309.01 | DOOR: stacking, bi-parting, 2 leaves + 2 fixed panels, 2300 clear opening, fully glazed, framed |  |  | 1 | DOOR | FALSE
DOST-309.02 | DOOR: stacking, bi-parting, 2 leaves + 2 fixed panels, 2300 clear opening, fully glazed, framed, with integral blinds |  |  | 1 | DOOR | FALSE
DOST-309.03 | DOOR: stacking, bi-parting, 2 leaves + 2 fixed panels, 2300 clear opening, fully glazed, framed, with switchable glass |  |  | 1 | DOOR | FALSE
DOST-311 | DOOR: stacking, bi-parting, 2 leaves + 2 fixed panels, 1500 clear opening, fully glazed, framed with mid-rail |  |  | 1 | DOOR | FALSE
DOST-311.01 | DOOR: stacking, bi-parting, 2 leaves + 2 fixed panels, 1500 clear opening, fully glazed, framed with mid-rail |  |  | 1 | DOOR | FALSE
DOST-311.02 | DOOR: stacking, bi-parting, 2 leaves + 2 fixed panels, 1500 clear opening, fully glazed, framed with mid-rail, with integral blinds |  |  | 1 | DOOR | FALSE
DOST-311.03 | DOOR: stacking, bi-parting, 2 leaves + 2 fixed panels, 1500 clear opening, fully glazed, framed with mid-rail, with switchable glass |  |  | 1 | DOOR | FALSE
DOST-312 | DOOR: stacking, bi-parting, 2 leaves + 2 fixed panels, 1600 clear opening, fully glazed, framed with mid-rail |  |  | 1 | DOOR | FALSE
DOST-312.01 | DOOR: stacking, bi-parting, 2 leaves + 2 fixed panels, 1600 clear opening, fully glazed, framed with mid-rail |  |  | 1 | DOOR | FALSE
DOST-312.02 | DOOR: stacking, bi-parting, 2 leaves + 2 fixed panels, 1600 clear opening, fully glazed, framed with mid-rail, with integral blinds |  |  | 1 | DOOR | FALSE
DOST-312.03 | DOOR: stacking, bi-parting, 2 leaves + 2 fixed panels, 1600 clear opening, fully glazed, framed with mid-rail, with switchable glass |  |  | 1 | DOOR | FALSE
DOST-313 | DOOR: stacking, bi-parting, 2 leaves + 2 fixed panels, 1700 clear opening, fully glazed, framed with mid-rail |  |  | 1 | DOOR | FALSE
DOST-313.01 | DOOR: stacking, bi-parting, 2 leaves + 2 fixed panels, 1700 clear opening, fully glazed, framed with mid-rail |  |  | 1 | DOOR | FALSE
DOST-313.02 | DOOR: stacking, bi-parting, 2 leaves + 2 fixed panels, 1700 clear opening, fully glazed, framed with mid-rail, with integral blinds |  |  | 1 | DOOR | FALSE
DOST-313.03 | DOOR: stacking, bi-parting, 2 leaves + 2 fixed panels, 1700 clear opening, fully glazed, framed with mid-rail, with switchable glass |  |  | 1 | DOOR | FALSE
DOST-314 | DOOR: stacking, bi-parting, 2 leaves + 2 fixed panels, 1800 clear opening, fully glazed, framed with mid-rail |  |  | 1 | DOOR | FALSE
DOST-314.01 | DOOR: stacking, bi-parting, 2 leaves + 2 fixed panels, 1800 clear opening, fully glazed, framed with mid-rail |  |  | 1 | DOOR | FALSE
DOST-314.02 | DOOR: stacking, bi-parting, 2 leaves + 2 fixed panels, 1800 clear opening, fully glazed, framed with mid-rail, with integral blinds |  |  | 1 | DOOR | FALSE
DOST-314.03 | DOOR: stacking, bi-parting, 2 leaves + 2 fixed panels, 1800 clear opening, fully glazed, framed with mid-rail, with switchable glass |  |  | 1 | DOOR | FALSE
DOST-315 | DOOR: stacking, bi-parting, 2 leaves + 2 fixed panels, 1900 clear opening, fully glazed, framed with mid-rail |  |  | 1 | DOOR | FALSE
DOST-315.01 | DOOR: stacking, bi-parting, 2 leaves + 2 fixed panels, 1900 clear opening, fully glazed, framed with mid-rail |  |  | 1 | DOOR | FALSE
DOST-315.02 | DOOR: stacking, bi-parting, 2 leaves + 2 fixed panels, 1900 clear opening, fully glazed, framed with mid-rail, with integral blinds |  |  | 1 | DOOR | FALSE
DOST-315.03 | DOOR: stacking, bi-parting, 2 leaves + 2 fixed panels, 1900 clear opening, fully glazed, framed with mid-rail, with switchable glass |  |  | 1 | DOOR | FALSE
DOST-316 | DOOR: stacking, bi-parting, 2 leaves + 2 fixed panels, 2000 clear opening, fully glazed, framed with mid-rail |  |  | 1 | DOOR | FALSE
DOST-316.01 | DOOR: stacking, bi-parting, 2 leaves + 2 fixed panels, 2000 clear opening, fully glazed, framed with mid-rail |  |  | 1 | DOOR | FALSE
DOST-316.02 | DOOR: stacking, bi-parting, 2 leaves + 2 fixed panels, 2000 clear opening, fully glazed, framed with mid-rail, with integral blinds |  |  | 1 | DOOR | FALSE
DOST-316.03 | DOOR: stacking, bi-parting, 2 leaves + 2 fixed panels, 2000 clear opening, fully glazed, framed with mid-rail, with switchable glass |  |  | 1 | DOOR | FALSE
DOST-317 | DOOR: stacking, bi-parting, 2 leaves + 2 fixed panels, 2100 clear opening, fully glazed, framed with mid-rail |  |  | 1 | DOOR | FALSE
DOST-317.01 | DOOR: stacking, bi-parting, 2 leaves + 2 fixed panels, 2100 clear opening, fully glazed, framed with mid-rail |  |  | 1 | DOOR | FALSE
DOST-317.02 | DOOR: stacking, bi-parting, 2 leaves + 2 fixed panels, 2100 clear opening, fully glazed, framed with mid-rail, with integral blinds |  |  | 1 | DOOR | FALSE
DOST-317.03 | DOOR: stacking, bi-parting, 2 leaves + 2 fixed panels, 2100 clear opening, fully glazed, framed with mid-rail, with switchable glass |  |  | 1 | DOOR | FALSE
DOST-318 | DOOR: stacking, bi-parting, 2 leaves + 2 fixed panels, 2200 clear opening, fully glazed, framed with mid-rail |  |  | 1 | DOOR | FALSE
DOST-318.01 | DOOR: stacking, bi-parting, 2 leaves + 2 fixed panels, 2200 clear opening, fully glazed, framed with mid-rail |  |  | 1 | DOOR | FALSE
DOST-318.02 | DOOR: stacking, bi-parting, 2 leaves + 2 fixed panels, 2200 clear opening, fully glazed, framed with mid-rail, with integral blinds |  |  | 1 | DOOR | FALSE
DOST-318.03 | DOOR: stacking, bi-parting, 2 leaves + 2 fixed panels, 2200 clear opening, fully glazed, framed with mid-rail, with switchable glass |  |  | 1 | DOOR | FALSE
DOST-319 | DOOR: stacking, bi-parting, 2 leaves + 2 fixed panels, 2300 clear opening, fully glazed, framed with mid-rail |  |  | 1 | DOOR | FALSE
DOST-319.01 | DOOR: stacking, bi-parting, 2 leaves + 2 fixed panels, 2300 clear opening, fully glazed, framed with mid-rail |  |  | 1 | DOOR | FALSE
DOST-319.02 | DOOR: stacking, bi-parting, 2 leaves + 2 fixed panels, 2300 clear opening, fully glazed, framed with mid-rail, with integral blinds |  |  | 1 | DOOR | FALSE
DOST-319.03 | DOOR: stacking, bi-parting, 2 leaves + 2 fixed panels, 2300 clear opening, fully glazed, framed with mid-rail, with switchable glass |  |  | 1 | DOOR | FALSE
DOST-321 | DOOR: stacking, bi-parting, 2 leaves + 2 fixed panels, 1500 clear opening, fully glazed, frameless |  |  | 1 | DOOR | FALSE
DOST-322 | DOOR: stacking, bi-parting, 2 leaves + 2 fixed panels, 1600 clear opening, fully glazed, frameless |  |  | 1 | DOOR | FALSE
DOST-323 | DOOR: stacking, bi-parting, 2 leaves + 2 fixed panels, 1700 clear opening, fully glazed, frameless |  |  | 1 | DOOR | FALSE
DOST-324 | DOOR: stacking, bi-parting, 2 leaves + 2 fixed panels, 1800 clear opening, fully glazed, frameless |  |  | 1 | DOOR | FALSE
DOST-325 | DOOR: stacking, bi-parting, 2 leaves + 2 fixed panels, 1900 clear opening, fully glazed, frameless |  |  | 1 | DOOR | FALSE
DOST-326 | DOOR: stacking, bi-parting, 2 leaves + 2 fixed panels, 2000 clear opening, fully glazed, frameless |  |  | 1 | DOOR | FALSE
DOST-327 | DOOR: stacking, bi-parting, 2 leaves + 2 fixed panels, 2100 clear opening, fully glazed, frameless |  |  | 1 | DOOR | FALSE
DOST-328 | DOOR: stacking, bi-parting, 2 leaves + 2 fixed panels, 2200 clear opening, fully glazed, frameless |  |  | 1 | DOOR | FALSE
DOST-329 | DOOR: stacking, bi-parting, 2 leaves + 2 fixed panels, 2300 clear opening, fully glazed, frameless |  |  | 1 | DOOR | FALSE
DOST-331 | DOOR: stacking, bi-parting, 4 leaves, 2200 clear opening, fully glazed, framed |  |  | 1 | DOOR | FALSE
DOST-331.01 | DOOR: stacking, bi-parting, 4 leaves, 2200 clear opening, fully glazed, framed |  |  | 1 | DOOR | FALSE
DOST-331.02 | DOOR: stacking, bi-parting, 4 leaves, 2200 clear opening, fully glazed, framed, with integral blinds |  |  | 1 | DOOR | FALSE
DOST-331.03 | DOOR: stacking, bi-parting, 4 leaves, 2200 clear opening, fully glazed, framed, with switchable glass |  |  | 1 | DOOR | FALSE
DOST-332 | DOOR: stacking, bi-parting, 4 leaves, 2300 clear opening, fully glazed, framed |  |  | 1 | DOOR | FALSE
DOST-332.01 | DOOR: stacking, bi-parting, 4 leaves, 2300 clear opening, fully glazed, framed |  |  | 1 | DOOR | FALSE
DOST-332.02 | DOOR: stacking, bi-parting, 4 leaves, 2300 clear opening, fully glazed, framed, with integral blinds |  |  | 1 | DOOR | FALSE
DOST-332.03 | DOOR: stacking, bi-parting, 4 leaves, 2300 clear opening, fully glazed, framed, with switchable glass |  |  | 1 | DOOR | FALSE
DOST-333 | DOOR: stacking, bi-parting, 4 leaves, 2400 clear opening, fully glazed, framed |  |  | 1 | DOOR | FALSE
DOST-333.01 | DOOR: stacking, bi-parting, 4 leaves, 2400 clear opening, fully glazed, framed |  |  | 1 | DOOR | FALSE
DOST-333.02 | DOOR: stacking, bi-parting, 4 leaves, 2400 clear opening, fully glazed, framed, with integral blinds |  |  | 1 | DOOR | FALSE
DOST-333.03 | DOOR: stacking, bi-parting, 4 leaves, 2400 clear opening, fully glazed, framed, with switchable glass |  |  | 1 | DOOR | FALSE
DOST-334 | DOOR: stacking, bi-parting, 4 leaves, 2500 clear opening, fully glazed, framed |  |  | 1 | DOOR | FALSE
DOST-334.01 | DOOR: stacking, bi-parting, 4 leaves, 2500 clear opening, fully glazed, framed |  |  | 1 | DOOR | FALSE
DOST-334.02 | DOOR: stacking, bi-parting, 4 leaves, 2500 clear opening, fully glazed, framed, with integral blinds |  |  | 1 | DOOR | FALSE
DOST-334.03 | DOOR: stacking, bi-parting, 4 leaves, 2500 clear opening, fully glazed, framed, with switchable glass |  |  | 1 | DOOR | FALSE
DOST-335 | DOOR: stacking, bi-parting, 4 leaves, 2600 clear opening, fully glazed, framed |  |  | 1 | DOOR | FALSE
DOST-335.01 | DOOR: stacking, bi-parting, 4 leaves, 2600 clear opening, fully glazed, framed |  |  | 1 | DOOR | FALSE
DOST-335.02 | DOOR: stacking, bi-parting, 4 leaves, 2600 clear opening, fully glazed, framed, with integral blinds |  |  | 1 | DOOR | FALSE
DOST-335.03 | DOOR: stacking, bi-parting, 4 leaves, 2600 clear opening, fully glazed, framed, with switchable glass |  |  | 1 | DOOR | FALSE
DOST-336 | DOOR: stacking, bi-parting, 4 leaves, 2700 clear opening, fully glazed, framed |  |  | 1 | DOOR | FALSE
DOST-336.01 | DOOR: stacking, bi-parting, 4 leaves, 2700 clear opening, fully glazed, framed |  |  | 1 | DOOR | FALSE
DOST-336.02 | DOOR: stacking, bi-parting, 4 leaves, 2700 clear opening, fully glazed, framed, with integral blinds |  |  | 1 | DOOR | FALSE
DOST-336.03 | DOOR: stacking, bi-parting, 4 leaves, 2700 clear opening, fully glazed, framed, with switchable glass |  |  | 1 | DOOR | FALSE
DOST-337 | DOOR: stacking, bi-parting, 4 leaves, 2800 clear opening, fully glazed, framed |  |  | 1 | DOOR | FALSE
DOST-337.01 | DOOR: stacking, bi-parting, 4 leaves, 2800 clear opening, fully glazed, framed |  |  | 1 | DOOR | FALSE
DOST-337.02 | DOOR: stacking, bi-parting, 4 leaves, 2800 clear opening, fully glazed, framed, with integral blinds |  |  | 1 | DOOR | FALSE
DOST-337.03 | DOOR: stacking, bi-parting, 4 leaves, 2800 clear opening, fully glazed, framed, with switchable glass |  |  | 1 | DOOR | FALSE
DOST-341 | DOOR: stacking, bi-parting, 4 leaves, 2200 clear opening, fully glazed, framed with mid-rail |  |  | 1 | DOOR | FALSE
DOST-341.01 | DOOR: stacking, bi-parting, 4 leaves, 2200 clear opening, fully glazed, framed with mid-rail |  |  | 1 | DOOR | FALSE
DOST-341.02 | DOOR: stacking, bi-parting, 4 leaves, 2200 clear opening, fully glazed, framed with mid-rail, with integral blinds |  |  | 1 | DOOR | FALSE
DOST-341.03 | DOOR: stacking, bi-parting, 4 leaves, 2200 clear opening, fully glazed, framed with mid-rail, with switchable glass |  |  | 1 | DOOR | FALSE
DOST-342 | DOOR: stacking, bi-parting, 4 leaves, 2300 clear opening, fully glazed, framed with mid-rail |  |  | 1 | DOOR | FALSE
DOST-342.01 | DOOR: stacking, bi-parting, 4 leaves, 2300 clear opening, fully glazed, framed with mid-rail |  |  | 1 | DOOR | FALSE
DOST-342.02 | DOOR: stacking, bi-parting, 4 leaves, 2300 clear opening, fully glazed, framed with mid-rail, with integral blinds |  |  | 1 | DOOR | FALSE
DOST-342.03 | DOOR: stacking, bi-parting, 4 leaves, 2300 clear opening, fully glazed, framed with mid-rail, with switchable glass |  |  | 1 | DOOR | FALSE
DOST-343 | DOOR: stacking, bi-parting, 4 leaves, 2400 clear opening, fully glazed, framed with mid-rail |  |  | 1 | DOOR | FALSE
DOST-343.01 | DOOR: stacking, bi-parting, 4 leaves, 2400 clear opening, fully glazed, framed with mid-rail |  |  | 1 | DOOR | FALSE
DOST-343.02 | DOOR: stacking, bi-parting, 4 leaves, 2400 clear opening, fully glazed, framed with mid-rail, with integral blinds |  |  | 1 | DOOR | FALSE
DOST-343.03 | DOOR: stacking, bi-parting, 4 leaves, 2400 clear opening, fully glazed, framed with mid-rail, with switchable glass |  |  | 1 | DOOR | FALSE
DOST-344 | DOOR: stacking, bi-parting, 4 leaves, 2500 clear opening, fully glazed, framed with mid-rail |  |  | 1 | DOOR | FALSE
DOST-344.01 | DOOR: stacking, bi-parting, 4 leaves, 2500 clear opening, fully glazed, framed with mid-rail |  |  | 1 | DOOR | FALSE
DOST-344.02 | DOOR: stacking, bi-parting, 4 leaves, 2500 clear opening, fully glazed, framed with mid-rail, with integral blinds |  |  | 1 | DOOR | FALSE
DOST-344.03 | DOOR: stacking, bi-parting, 4 leaves, 2500 clear opening, fully glazed, framed with mid-rail, with switchable glass |  |  | 1 | DOOR | FALSE
DOST-345 | DOOR: stacking, bi-parting, 4 leaves, 2600 clear opening, fully glazed, framed with mid-rail |  |  | 1 | DOOR | FALSE
DOST-345.01 | DOOR: stacking, bi-parting, 4 leaves, 2600 clear opening, fully glazed, framed with mid-rail |  |  | 1 | DOOR | FALSE
DOST-345.02 | DOOR: stacking, bi-parting, 4 leaves, 2600 clear opening, fully glazed, framed with mid-rail, with integral blinds |  |  | 1 | DOOR | FALSE
DOST-345.03 | DOOR: stacking, bi-parting, 4 leaves, 2600 clear opening, fully glazed, framed with mid-rail, with switchable glass |  |  | 1 | DOOR | FALSE
DOST-346 | DOOR: stacking, bi-parting, 4 leaves, 2700 clear opening, fully glazed, framed with mid-rail |  |  | 1 | DOOR | FALSE
DOST-346.01 | DOOR: stacking, bi-parting, 4 leaves, 2700 clear opening, fully glazed, framed with mid-rail |  |  | 1 | DOOR | FALSE
DOST-346.02 | DOOR: stacking, bi-parting, 4 leaves, 2700 clear opening, fully glazed, framed with mid-rail, with integral blinds |  |  | 1 | DOOR | FALSE
DOST-346.03 | DOOR: stacking, bi-parting, 4 leaves, 2700 clear opening, fully glazed, framed with mid-rail, with switchable glass |  |  | 1 | DOOR | FALSE
DOST-347 | DOOR: stacking, bi-parting, 4 leaves, 2800 clear opening, fully glazed, framed with mid-rail |  |  | 1 | DOOR | FALSE
DOST-347.01 | DOOR: stacking, bi-parting, 4 leaves, 2800 clear opening, fully glazed, framed with mid-rail |  |  | 1 | DOOR | FALSE
DOST-347.02 | DOOR: stacking, bi-parting, 4 leaves, 2800 clear opening, fully glazed, framed with mid-rail, with integral blinds |  |  | 1 | DOOR | FALSE
DOST-347.03 | DOOR: stacking, bi-parting, 4 leaves, 2800 clear opening, fully glazed, framed with mid-rail, with switchable glass |  |  | 1 | DOOR | FALSE
DOST-351 | DOOR: stacking, bi-parting, 4 leaves, 2200 clear opening, fully glazed, frameless |  |  | 1 | DOOR | FALSE
DOST-352 | DOOR: stacking, bi-parting, 4 leaves, 2300 clear opening, fully glazed, frameless |  |  | 1 | DOOR | FALSE
DOST-353 | DOOR: stacking, bi-parting, 4 leaves, 2400 clear opening, fully glazed, frameless |  |  | 1 | DOOR | FALSE
DOST-354 | DOOR: stacking, bi-parting, 4 leaves, 2500 clear opening, fully glazed, frameless |  |  | 1 | DOOR | FALSE
DOST-355 | DOOR: stacking, bi-parting, 4 leaves, 2600 clear opening, fully glazed, frameless |  |  | 1 | DOOR | FALSE
DOST-356 | DOOR: stacking, bi-parting, 4 leaves, 2700 clear opening, fully glazed, frameless |  |  | 1 | DOOR | FALSE
DOST-357 | DOOR: stacking, bi-parting, 4 leaves, 2800 clear opening, fully glazed, frameless |  |  | 1 | DOOR | FALSE
DOST-361 | DOOR: stacking, bi-parting, 4 leaves + 2 fixed panels, 2200 clear opening, fully glazed, framed |  |  | 1 | DOOR | FALSE
DOST-361.01 | DOOR: stacking, bi-parting, 4 leaves + 2 fixed panels, 2200 clear opening, fully glazed, framed |  |  | 1 | DOOR | FALSE
DOST-361.02 | DOOR: stacking, bi-parting, 4 leaves + 2 fixed panels, 2200 clear opening, fully glazed, framed, with integral blinds |  |  | 1 | DOOR | FALSE
DOST-361.03 | DOOR: stacking, bi-parting, 4 leaves + 2 fixed panels, 2200 clear opening, fully glazed, framed, with switchable glass |  |  | 1 | DOOR | FALSE
DOST-362 | DOOR: stacking, bi-parting, 4 leaves + 2 fixed panels, 2300 clear opening, fully glazed, framed |  |  | 1 | DOOR | FALSE
DOST-362.01 | DOOR: stacking, bi-parting, 4 leaves + 2 fixed panels, 2300 clear opening, fully glazed, framed |  |  | 1 | DOOR | FALSE
DOST-362.02 | DOOR: stacking, bi-parting, 4 leaves + 2 fixed panels, 2300 clear opening, fully glazed, framed, with integral blinds |  |  | 1 | DOOR | FALSE
DOST-362.03 | DOOR: stacking, bi-parting, 4 leaves + 2 fixed panels, 2300 clear opening, fully glazed, framed, with switchable glass |  |  | 1 | DOOR | FALSE
DOST-363 | DOOR: stacking, bi-parting, 4 leaves + 2 fixed panels, 2400 clear opening, fully glazed, framed |  |  | 1 | DOOR | FALSE
DOST-363.01 | DOOR: stacking, bi-parting, 4 leaves + 2 fixed panels, 2400 clear opening, fully glazed, framed |  |  | 1 | DOOR | FALSE
DOST-363.02 | DOOR: stacking, bi-parting, 4 leaves + 2 fixed panels, 2400 clear opening, fully glazed, framed, with integral blinds |  |  | 1 | DOOR | FALSE
DOST-363.03 | DOOR: stacking, bi-parting, 4 leaves + 2 fixed panels, 2400 clear opening, fully glazed, framed, with switchable glass |  |  | 1 | DOOR | FALSE
DOST-364 | DOOR: stacking, bi-parting, 4 leaves + 2 fixed panels, 2500 clear opening, fully glazed, framed |  |  | 1 | DOOR | FALSE
DOST-364.01 | DOOR: stacking, bi-parting, 4 leaves + 2 fixed panels, 2500 clear opening, fully glazed, framed |  |  | 1 | DOOR | FALSE
DOST-364.02 | DOOR: stacking, bi-parting, 4 leaves + 2 fixed panels, 2500 clear opening, fully glazed, framed, with integral blinds |  |  | 1 | DOOR | FALSE
DOST-364.03 | DOOR: stacking, bi-parting, 4 leaves + 2 fixed panels, 2500 clear opening, fully glazed, framed, with switchable glass |  |  | 1 | DOOR | FALSE
DOST-365 | DOOR: stacking, bi-parting, 4 leaves + 2 fixed panels, 2600 clear opening, fully glazed, framed |  |  | 1 | DOOR | FALSE
DOST-365.01 | DOOR: stacking, bi-parting, 4 leaves + 2 fixed panels, 2600 clear opening, fully glazed, framed |  |  | 1 | DOOR | FALSE
DOST-365.02 | DOOR: stacking, bi-parting, 4 leaves + 2 fixed panels, 2600 clear opening, fully glazed, framed, with integral blinds |  |  | 1 | DOOR | FALSE
DOST-365.03 | DOOR: stacking, bi-parting, 4 leaves + 2 fixed panels, 2600 clear opening, fully glazed, framed, with switchable glass |  |  | 1 | DOOR | FALSE
DOST-366 | DOOR: stacking, bi-parting, 4 leaves + 2 fixed panels, 2700 clear opening, fully glazed, framed |  |  | 1 | DOOR | FALSE
DOST-366.01 | DOOR: stacking, bi-parting, 4 leaves + 2 fixed panels, 2700 clear opening, fully glazed, framed |  |  | 1 | DOOR | FALSE
DOST-366.02 | DOOR: stacking, bi-parting, 4 leaves + 2 fixed panels, 2700 clear opening, fully glazed, framed, with integral blinds |  |  | 1 | DOOR | FALSE
DOST-366.03 | DOOR: stacking, bi-parting, 4 leaves + 2 fixed panels, 2700 clear opening, fully glazed, framed, with switchable glass |  |  | 1 | DOOR | FALSE
DOST-367 | DOOR: stacking, bi-parting, 4 leaves + 2 fixed panels, 2800 clear opening, fully glazed, framed |  |  | 1 | DOOR | FALSE
DOST-367.01 | DOOR: stacking, bi-parting, 4 leaves + 2 fixed panels, 2800 clear opening, fully glazed, framed |  |  | 1 | DOOR | FALSE
DOST-367.02 | DOOR: stacking, bi-parting, 4 leaves + 2 fixed panels, 2800 clear opening, fully glazed, framed, with integral blinds |  |  | 1 | DOOR | FALSE
DOST-367.03 | DOOR: stacking, bi-parting, 4 leaves + 2 fixed panels, 2800 clear opening, fully glazed, framed, with switchable glass |  |  | 1 | DOOR | FALSE
DOST-371 | DOOR: stacking, bi-parting, 4 leaves + 2 fixed panels, 2200 clear opening, fully glazed, framed with mid-rail |  |  | 1 | DOOR | FALSE
DOST-371.01 | DOOR: stacking, bi-parting, 4 leaves + 2 fixed panels, 2200 clear opening, fully glazed, framed with mid-rail |  |  | 1 | DOOR | FALSE
DOST-371.02 | DOOR: stacking, bi-parting, 4 leaves + 2 fixed panels, 2200 clear opening, fully glazed, framed with mid-rail, with integral blinds |  |  | 1 | DOOR | FALSE
DOST-371.03 | DOOR: stacking, bi-parting, 4 leaves + 2 fixed panels, 2200 clear opening, fully glazed, framed with mid-rail, with switchable glass |  |  | 1 | DOOR | FALSE
DOST-372 | DOOR: stacking, bi-parting, 4 leaves + 2 fixed panels, 2300 clear opening, fully glazed, framed with mid-rail |  |  | 1 | DOOR | FALSE
DOST-372.01 | DOOR: stacking, bi-parting, 4 leaves + 2 fixed panels, 2300 clear opening, fully glazed, framed with mid-rail |  |  | 1 | DOOR | FALSE
DOST-372.02 | DOOR: stacking, bi-parting, 4 leaves + 2 fixed panels, 2300 clear opening, fully glazed, framed with mid-rail, with integral blinds |  |  | 1 | DOOR | FALSE
DOST-372.03 | DOOR: stacking, bi-parting, 4 leaves + 2 fixed panels, 2300 clear opening, fully glazed, framed with mid-rail, with switchable glass |  |  | 1 | DOOR | FALSE
DOST-373 | DOOR: stacking, bi-parting, 4 leaves + 2 fixed panels, 2400 clear opening, fully glazed, framed with mid-rail |  |  | 1 | DOOR | FALSE
DOST-373.01 | DOOR: stacking, bi-parting, 4 leaves + 2 fixed panels, 2400 clear opening, fully glazed, framed with mid-rail |  |  | 1 | DOOR | FALSE
DOST-373.02 | DOOR: stacking, bi-parting, 4 leaves + 2 fixed panels, 2400 clear opening, fully glazed, framed with mid-rail, with integral blinds |  |  | 1 | DOOR | FALSE
DOST-373.03 | DOOR: stacking, bi-parting, 4 leaves + 2 fixed panels, 2400 clear opening, fully glazed, framed with mid-rail, with switchable glass |  |  | 1 | DOOR | FALSE
DOST-374 | DOOR: stacking, bi-parting, 4 leaves + 2 fixed panels, 2500 clear opening, fully glazed, framed with mid-rail |  |  | 1 | DOOR | FALSE
DOST-374.01 | DOOR: stacking, bi-parting, 4 leaves + 2 fixed panels, 2500 clear opening, fully glazed, framed with mid-rail |  |  | 1 | DOOR | FALSE
DOST-374.02 | DOOR: stacking, bi-parting, 4 leaves + 2 fixed panels, 2500 clear opening, fully glazed, framed with mid-rail, with integral blinds |  |  | 1 | DOOR | FALSE
DOST-374.03 | DOOR: stacking, bi-parting, 4 leaves + 2 fixed panels, 2500 clear opening, fully glazed, framed with mid-rail, with switchable glass |  |  | 1 | DOOR | FALSE
DOST-375 | DOOR: stacking, bi-parting, 4 leaves + 2 fixed panels, 2600 clear opening, fully glazed, framed with mid-rail |  |  | 1 | DOOR | FALSE
DOST-375.01 | DOOR: stacking, bi-parting, 4 leaves + 2 fixed panels, 2600 clear opening, fully glazed, framed with mid-rail |  |  | 1 | DOOR | FALSE
DOST-375.02 | DOOR: stacking, bi-parting, 4 leaves + 2 fixed panels, 2600 clear opening, fully glazed, framed with mid-rail, with integral blinds |  |  | 1 | DOOR | FALSE
DOST-375.03 | DOOR: stacking, bi-parting, 4 leaves + 2 fixed panels, 2600 clear opening, fully glazed, framed with mid-rail, with switchable glass |  |  | 1 | DOOR | FALSE
DOST-376 | DOOR: stacking, bi-parting, 4 leaves + 2 fixed panels, 2700 clear opening, fully glazed, framed with mid-rail |  |  | 1 | DOOR | FALSE
DOST-376.01 | DOOR: stacking, bi-parting, 4 leaves + 2 fixed panels, 2700 clear opening, fully glazed, framed with mid-rail |  |  | 1 | DOOR | FALSE
DOST-376.02 | DOOR: stacking, bi-parting, 4 leaves + 2 fixed panels, 2700 clear opening, fully glazed, framed with mid-rail, with integral blinds |  |  | 1 | DOOR | FALSE
DOST-376.03 | DOOR: stacking, bi-parting, 4 leaves + 2 fixed panels, 2700 clear opening, fully glazed, framed with mid-rail, with switchable glass |  |  | 1 | DOOR | FALSE
DOST-377 | DOOR: stacking, bi-parting, 4 leaves + 2 fixed panels, 2800 clear opening, fully glazed, framed with mid-rail |  |  | 1 | DOOR | FALSE
DOST-377.01 | DOOR: stacking, bi-parting, 4 leaves + 2 fixed panels, 2800 clear opening, fully glazed, framed with mid-rail |  |  | 1 | DOOR | FALSE
DOST-377.02 | DOOR: stacking, bi-parting, 4 leaves + 2 fixed panels, 2800 clear opening, fully glazed, framed with mid-rail, with integral blinds |  |  | 1 | DOOR | FALSE
DOST-377.03 | DOOR: stacking, bi-parting, 4 leaves + 2 fixed panels, 2800 clear opening, fully glazed, framed with mid-rail, with switchable glass |  |  | 1 | DOOR | FALSE
DOST-381 | DOOR: stacking, bi-parting, 4 leaves + 2 fixed panels, 2200 clear opening, fully glazed, frameless |  |  | 1 | DOOR | FALSE
DOST-382 | DOOR: stacking, bi-parting, 4 leaves + 2 fixed panels, 2300 clear opening, fully glazed, frameless |  |  | 1 | DOOR | FALSE
DOST-383 | DOOR: stacking, bi-parting, 4 leaves + 2 fixed panels, 2400 clear opening, fully glazed, frameless |  |  | 1 | DOOR | FALSE
DOST-384 | DOOR: stacking, bi-parting, 4 leaves + 2 fixed panels, 2500 clear opening, fully glazed, frameless |  |  | 1 | DOOR | FALSE
DOST-385 | DOOR: stacking, bi-parting, 4 leaves + 2 fixed panels, 2600 clear opening, fully glazed, frameless |  |  | 1 | DOOR | FALSE
DOST-386 | DOOR: stacking, bi-parting, 4 leaves + 2 fixed panels, 2700 clear opening, fully glazed, frameless |  |  | 1 | DOOR | FALSE
DOST-387 | DOOR: stacking, bi-parting, 4 leaves + 2 fixed panels, 2800 clear opening, fully glazed, frameless |  |  | 1 | DOOR | FALSE

## EL
Australasian Health Facility Guidelines
ICS DATA SHEET: ELECTRICAL SERVICES (EL)
PENDING AUSHFG REVIT MODEL UPDATE
Item Code | Item Description | ICS v1.11 Item Code(s) | ICS v1.11 Item Description(s) | Budget Group | Responsibility | In use within Standard Components | AusHFG Revit Content: Family Name | AusHFG Revit Content: Type Name
ELGE-001 | DIRECT CONNECTION: power | ELGE-001 | DIRECT CONNECTION: power | 1 | ENGG-EL | TRUE
ELGE-002 | DIRECT CONNECTION: power, emergency | ELGE-004 | DIRECT CONNECTION: power, emergency | 1 | ENGG-EL | TRUE
ELGE-003 | DIRECT CONNECTION: power, UPS |  |  | 1 | ENGG-EL | FALSE
ELGE-021 | BOARD: electrical distribution (EDB) | ELBO-004 | DISTRIBUTION BOARD | 1 | ENGG-EL | FALSE
ELGE-026 | SWITCHBOARD: main | ELBO-006 | SWITCHBOARD: main | 1 | ENGG-EL | FALSE
ELGE-051 | POWER SUPPLY UNIT: uninterruptable power supply (UPS) | ELGT-007 | UPS: uninterruptable power supply unit | 1 | ENGG-EL | FALSE
ELGP-101 | GPO: single, wall mounted |  |  | 1 | ENGG-EL | TRUE
ELGP-101.01 | GPO: single, wall mounted, horizontal | ELGP-109 | GPO: single, wall mounted | 1 | ENGG-EL | TRUE
ELGP-101.02 | GPO: single, wall mounted, vertical | ELGP-109.1 | GPO: single, wall mounted (V) | 1 | ENGG-EL | FALSE
ELGP-102 | GPO: single, wall mounted, power available indicator |  |  | 1 | ENGG-EL | FALSE
ELGP-102.01 | GPO: single, wall mounted, power available indicator, horizontal | ELGP-111 | GPO: single, wall mounted, RCD protected | 1 | ENGG-EL | FALSE
ELGP-102.02 | GPO: single, wall mounted, power available indicator, vertical |  |  | 1 | ENGG-EL | FALSE
ELGP-103 | GPO: single, wall mounted, waterproof |  |  | 1 | ENGG-EL | FALSE
ELGP-103.01 | GPO: single, wall mounted, waterproof, horizontal | ELGP-112 | GPO: single, wall mounted, waterproof | 1 | ENGG-EL | FALSE
ELGP-103.02 | GPO: single, wall mounted, waterproof, vertical |  |  | 1 | ENGG-EL | FALSE
ELGP-104 | GPO: single, wall mounted, waterproof, power available indicator |  |  | 1 | ENGG-EL | FALSE
ELGP-104.01 | GPO: single, wall mounted, waterproof, power available indicator, horizontal | ELGP-113 | GPO: single, wall mounted, waterproof, RCD protected | 1 | ENGG-EL | FALSE
ELGP-104.02 | GPO: single, wall mounted, waterproof, power available indicator, vertical |  |  | 1 | ENGG-EL | FALSE
ELGP-105 | GPO: single, wall mounted, cleaner | ELGP-110 | GPO: single, wall mounted, cleaner | 1 | ENGG-EL | TRUE
ELGP-106 | GPO: single, ceiling mounted |  |  | 1 | ENGG-EL | TRUE
ELGP-106.01 | GPO: single, ceiling mounted, horizontal | ELGP-101 | GPO: single, ceiling mounted | 1 | ENGG-EL | TRUE
ELGP-106.02 | GPO: single, ceiling mounted, vertical |  |  | 1 | ENGG-EL | FALSE
ELGP-107 | GPO: single, ceiling mounted, power available indicator |  |  | 1 | ENGG-EL | FALSE
ELGP-107.01 | GPO: single, ceiling mounted, power available indicator, horizontal |  |  | 1 | ENGG-EL | FALSE
ELGP-107.02 | GPO: single, ceiling mounted, power available indicator, vertical |  |  | 1 | ENGG-EL | FALSE
ELGP-110 | GPO: single, ceiling suspended, umbilical | ELGP-102 | GPO: single, ceiling suspended | 1 | ENGG-EL | TRUE
ELGP-111 | GPO: single, joinery mounted |  |  | 1 | ENGG-EL | FALSE
ELGP-111.01 | GPO: single, joinery mounted, horizontal | ELGP-108 | GPO: single, surface mounted | 1 | ENGG-EL | FALSE
ELGP-111.02 | GPO: single, joinery mounted, vertical |  |  | 1 | ENGG-EL | FALSE
ELGP-112 | GPO: single, joinery mounted, power available indicator |  |  | 1 | ENGG-EL | FALSE
ELGP-112.01 | GPO: single, joinery mounted, power available indicator, horizontal |  |  | 1 | ENGG-EL | FALSE
ELGP-112.02 | GPO: single, joinery mounted, power available indicator, vertical |  |  | 1 | ENGG-EL | FALSE
ELGP-116 | GPO: single, on services panel | ELGP-105 | GPO: single, on services panel | 1 | ENGG-EL | TRUE
ELGP-121 | GPO: single, on services pendant | ELGP-104 | GPO: single, on pendant | 1 | ENGG-EL | FALSE
ELGP-126 | GPO: single, in floor box | ELGP-103 | GPO: single, in floorbox | 1 | ENGG-EL | FALSE
ELGP-128 | GPO: single, in desk box |  |  | 1 | ENGG-EL | FALSE
ELGP-131 | GPO: single, emergency power, wall mounted |  |  | 1 | ENGG-EL | TRUE
ELGP-131.01 | GPO: single, emergency power, wall mounted, horizontal | ELGP-123 | GPO: emergency power, single, wall mounted | 1 | ENGG-EL | TRUE
ELGP-131.02 | GPO: single, emergency power, wall mounted, vertical | ELGP-123.1 | GPO: emergency power, single, wall mounted (V) | 1 | ENGG-EL | FALSE
ELGP-132 | GPO: single, emergency power, wall mounted, power available indicator |  |  | 1 | ENGG-EL | FALSE
ELGP-132.01 | GPO: single, emergency power, wall mounted, power available indicator, horizontal |  |  | 1 | ENGG-EL | FALSE
ELGP-132.02 | GPO: single, emergency power, wall mounted, power available indicator, vertical |  |  | 1 | ENGG-EL | FALSE
ELGP-133 | GPO: single, emergency power, wall mounted, waterproof |  |  | 1 | ENGG-EL | TRUE
ELGP-133.01 | GPO: single, emergency power, wall mounted, waterproof, horizontal |  |  | 1 | ENGG-EL | FALSE
ELGP-133.02 | GPO: single, emergency power, wall mounted, waterproof, vertical |  |  | 1 | ENGG-EL | FALSE
ELGP-134 | GPO: single, emergency power, wall mounted, waterproof, power available indicator |  |  | 1 | ENGG-EL | FALSE
ELGP-134.01 | GPO: single, emergency power, wall mounted, waterproof, power available indicator, horizontal |  |  | 1 | ENGG-EL | FALSE
ELGP-134.02 | GPO: single, emergency power, wall mounted, waterproof, power available indicator, vertical |  |  | 1 | ENGG-EL | FALSE
ELGP-136 | GPO: single, emergency power, ceiling mounted |  |  | 1 | ENGG-EL | TRUE
ELGP-136.01 | GPO: single, emergency power, ceiling mounted, horizontal | ELGP-125 | GPO: emergency power, single, ceiling mounted | 1 | ENGG-EL | FALSE
ELGP-136.02 | GPO: single, emergency power, ceiling mounted, vertical |  |  | 1 | ENGG-EL | FALSE
ELGP-137 | GPO: single, emergency power, ceiling mounted, power available indicator |  |  | 1 | ENGG-EL | FALSE
ELGP-137.01 | GPO: single, emergency power, ceiling mounted, power available indicator, horizontal |  |  | 1 | ENGG-EL | FALSE
ELGP-137.02 | GPO: single, emergency power, ceiling mounted, power available indicator, vertical |  |  | 1 | ENGG-EL | FALSE
ELGP-140 | GPO: single, emergency power, ceiling suspended, umbilical |  |  | 1 | ENGG-EL | FALSE
ELGP-141 | GPO: single, emergency power, joinery mounted |  |  | 1 | ENGG-EL | FALSE
ELGP-141.01 | GPO: single, emergency power, joinery mounted, horizontal |  |  | 1 | ENGG-EL | FALSE
ELGP-141.02 | GPO: single, emergency power, joinery mounted, vertical |  |  | 1 | ENGG-EL | FALSE
ELGP-142 | GPO: single, emergency power, joinery mounted, power available indicator |  |  | 1 | ENGG-EL | FALSE
ELGP-142.01 | GPO: single, emergency power, joinery mounted, power available indicator, horizontal |  |  | 1 | ENGG-EL | FALSE
ELGP-142.02 | GPO: single, emergency power, joinery mounted, power available indicator, vertical |  |  | 1 | ENGG-EL | FALSE
ELGP-146 | GPO: single, emergency power, on services panel | ELGP-122 | GPO: emergency power, single, on services panel | 1 | ENGG-EL | TRUE
ELGP-151 | GPO: single, emergency power, on services pendant | ELGP-121 | GPO: emergency power, single, on pendant | 1 | ENGG-EL | TRUE
ELGP-156 | GPO: single, emergency power, in floor box |  |  | 1 | ENGG-EL | FALSE
ELGP-158 | GPO: single, emergency power, in desk box |  |  | 1 | ENGG-EL | FALSE
ELGP-161 | GPO: single, UPS, wall mounted |  |  | 1 | ENGG-EL | TRUE
ELGP-161.01 | GPO: single, UPS, wall mounted, horizontal | ELGP-135 | GPO: UPS, single, wall mounted | 1 | ENGG-EL | TRUE
ELGP-161.02 | GPO: single, UPS, wall mounted, vertical |  |  | 1 | ENGG-EL | FALSE
ELGP-162 | GPO: single, UPS, wall mounted, power available indicator |  |  | 1 | ENGG-EL | FALSE
ELGP-162.01 | GPO: single, UPS, wall mounted, power available indicator, horizontal |  |  | 1 | ENGG-EL | FALSE
ELGP-162.02 | GPO: single, UPS, wall mounted, power available indicator, vertical |  |  | 1 | ENGG-EL | FALSE
ELGP-163 | GPO: single, UPS, wall mounted, waterproof |  |  | 1 | ENGG-EL | FALSE
ELGP-163.01 | GPO: single, UPS, wall mounted, waterproof, horizontal |  |  | 1 | ENGG-EL | FALSE
ELGP-163.02 | GPO: single, UPS, wall mounted, waterproof, vertical |  |  | 1 | ENGG-EL | FALSE
ELGP-164 | GPO: single, UPS, wall mounted, waterproof, power available indicator |  |  | 1 | ENGG-EL | FALSE
ELGP-164.01 | GPO: single, UPS, wall mounted, waterproof, power available indicator, horizontal |  |  | 1 | ENGG-EL | FALSE
ELGP-164.02 | GPO: single, UPS, wall mounted, waterproof, power available indicator, vertical |  |  | 1 | ENGG-EL | FALSE
ELGP-165 | GPO: single, UPS, wall mounted, cleaner |  |  | 1 | ENGG-EL | FALSE
ELGP-166 | GPO: single, UPS, ceiling mounted |  |  | 1 | ENGG-EL | FALSE
ELGP-166.01 | GPO: single, UPS, ceiling mounted, horizontal | ELGP-131 | GPO: UPS, single, ceiling suspended | 1 | ENGG-EL | FALSE
ELGP-166.02 | GPO: single, UPS, ceiling mounted, vertical |  |  | 1 | ENGG-EL | FALSE
ELGP-167 | GPO: single, UPS, ceiling mounted, power available indicator |  |  | 1 | ENGG-EL | FALSE
ELGP-167.01 | GPO: single, UPS, ceiling mounted, power available indicator, horizontal |  |  | 1 | ENGG-EL | FALSE
ELGP-167.02 | GPO: single, UPS, ceiling mounted, power available indicator, vertical |  |  | 1 | ENGG-EL | FALSE
ELGP-170 | GPO: single, UPS, ceiling suspended, umbilical |  |  | 1 | ENGG-EL | FALSE
ELGP-171 | GPO: single, UPS, joinery mounted |  |  | 1 | ENGG-EL | FALSE
ELGP-171.01 | GPO: single, UPS, joinery mounted, horizontal | ELGP-134 | GPO: UPS, single, surface mounted | 1 | ENGG-EL | FALSE
ELGP-171.02 | GPO: single, UPS, joinery mounted, vertical |  |  | 1 | ENGG-EL | FALSE
ELGP-172 | GPO: single, UPS, joinery mounted, power available indicator |  |  | 1 | ENGG-EL | FALSE
ELGP-172.01 | GPO: single, UPS, joinery mounted, power available indicator, horizontal |  |  | 1 | ENGG-EL | FALSE
ELGP-172.02 | GPO: single, UPS, joinery mounted, power available indicator, vertical |  |  | 1 | ENGG-EL | FALSE
ELGP-176 | GPO: single, UPS, on services panel | ELGP-133 | GPO: UPS, single, on services panel | 1 | ENGG-EL | TRUE
ELGP-181 | GPO: single, UPS, on services pendant | ELGP-132 | GPO: UPS, single, on pendant | 1 | ENGG-EL | TRUE
ELGP-186 | GPO: single, UPS, in floor box |  |  | 1 | ENGG-EL | FALSE
ELGP-188 | GPO: single, UPS, in desk box |  |  | 1 | ENGG-EL | FALSE
ELGP-191 | GPO: single, special, for equipment, wall mounted | ELGP-106 | GPO: single, special, for equipment | 1 | ENGG-EL | TRUE
ELGP-192 | GPO: single, special, for equipment, ceiling mounted |  |  | 1 | ENGG-EL | FALSE
ELGP-193 | GPO: single, special, for equipment, joinery mounted |  |  | 1 | ENGG-EL | FALSE
ELGP-194 | GPO: single, special, for equipment, floor mounted | ELGP-107 | GPO: single, special, for equipment, floor mounted | 1 | ENGG-EL | FALSE
ELGP-201 | GPO: double, wall mounted |  |  | 1 | ENGG-EL | TRUE
ELGP-201.01 | GPO: double, wall mounted, horizontal | ELGP-208 | GPO: double, wall mounted | 1 | ENGG-EL | TRUE
ELGP-201.02 | GPO: double, wall mounted, vertical | ELGP-208.1 | GPO: double, wall mounted (V) | 1 | ENGG-EL | TRUE
ELGP-202 | GPO: double, wall mounted, power available indicator |  |  | 1 | ENGG-EL | TRUE
ELGP-202.01 | GPO: double, wall mounted, power available indicator, horizontal | ELGP-209 | GPO: double, wall mounted, RCD protected | 1 | ENGG-EL | FALSE
ELGP-202.02 | GPO: double, wall mounted, power available indicator, vertical | ELGP-209.1 | GPO: double, wall mounted, RCD protected (V) | 1 | ENGG-EL | FALSE
ELGP-203 | GPO: double, wall mounted, waterproof |  |  | 1 | ENGG-EL | FALSE
ELGP-203.01 | GPO: double, wall mounted, waterproof, horizontal | ELGP-210 | GPO: double, wall mounted, waterproof | 1 | ENGG-EL | FALSE
ELGP-203.02 | GPO: double, wall mounted, waterproof, vertical |  |  | 1 | ENGG-EL | FALSE
ELGP-204 | GPO: double, wall mounted, waterproof, power available indicator |  |  | 1 | ENGG-EL | FALSE
ELGP-204.01 | GPO: double, wall mounted, waterproof, power available indicator, horizontal |  |  | 1 | ENGG-EL | FALSE
ELGP-204.02 | GPO: double, wall mounted, waterproof, power available indicator, vertical |  |  | 1 | ENGG-EL | FALSE
ELGP-205 | GPO: double, wall mounted, cleaner | ELGP-110 | GPO: single, wall mounted, cleaner | 1 | ENGG-EL | FALSE
ELGP-206 | GPO: double, ceiling mounted | ELGP-201 | GPO: double, ceiling mounted | 1 | ENGG-EL | TRUE
ELGP-206.01 | GPO: double, ceiling mounted, horizontal |  |  | 1 | ENGG-EL | FALSE
ELGP-206.02 | GPO: double, ceiling mounted, vertical |  |  | 1 | ENGG-EL | FALSE
ELGP-207 | GPO: double, ceiling mounted, power available indicator |  |  | 1 | ENGG-EL | FALSE
ELGP-207.01 | GPO: double, ceiling mounted, power available indicator, horizontal |  |  | 1 | ENGG-EL | FALSE
ELGP-207.02 | GPO: double, ceiling mounted, power available indicator, vertical |  |  | 1 | ENGG-EL | FALSE
ELGP-210 | GPO: double, ceiling suspended, umbilical | ELGP-202 | GPO: double, ceiling suspended | 1 | ENGG-EL | FALSE
ELGP-211 | GPO: double, joinery mounted |  |  | 1 | ENGG-EL | TRUE
ELGP-211.01 | GPO: double, joinery mounted, horizontal |  |  | 1 | ENGG-EL | FALSE
ELGP-211.02 | GPO: double, joinery mounted, vertical | ELGP-207 | GPO: double, surface mounted | 1 | ENGG-EL | FALSE
ELGP-212 | GPO: double, joinery mounted, power available indicator |  |  | 1 | ENGG-EL | FALSE
ELGP-212.01 | GPO: double, joinery mounted, power available indicator, horizontal |  |  | 1 | ENGG-EL | FALSE
ELGP-212.02 | GPO: double, joinery mounted, power available indicator, vertical |  |  | 1 | ENGG-EL | FALSE
ELGP-216 | GPO: double, on services panel | ELGP-205 | GPO: double, on services panel | 1 | ENGG-EL | TRUE
ELGP-221 | GPO: double, on services pendant | ELGP-204 | GPO: double, on pendant | 1 | ENGG-EL | FALSE
ELGP-226 | GPO: double, in floor box | ELGP-203 | GPO: double, in floorbox | 1 | ENGG-EL | TRUE
ELGP-228 | GPO: double, in desk box | ELGP-212 | GPO: double, desk box | 1 | ENGG-EL | FALSE
ELGP-231 | GPO: double, emergency power, wall mounted |  |  | 1 | ENGG-EL | TRUE
ELGP-231.01 | GPO: double, emergency power, wall mounted, horizontal | ELGP-223 | GPO: emergency power, double, wall mounted | 1 | ENGG-EL | TRUE
ELGP-231.02 | GPO: double, emergency power, wall mounted, vertical | ELGP-223.1 | GPO: emergency power, double, wall mounted (V) | 1 | ENGG-EL | FALSE
ELGP-232 | GPO: double, emergency power, wall mounted, power available indicator |  |  | 1 | ENGG-EL | FALSE
ELGP-232.01 | GPO: double, emergency power, wall mounted, power available indicator, horizontal |  |  | 1 | ENGG-EL | FALSE
ELGP-232.02 | GPO: double, emergency power, wall mounted, power available indicator, vertical |  |  | 1 | ENGG-EL | FALSE
ELGP-233 | GPO: double, emergency power, wall mounted, waterproof |  |  | 1 | ENGG-EL | FALSE
ELGP-233.01 | GPO: double, emergency power, wall mounted, waterproof, horizontal |  |  | 1 | ENGG-EL | FALSE
ELGP-233.02 | GPO: double, emergency power, wall mounted, waterproof, vertical |  |  | 1 | ENGG-EL | FALSE
ELGP-234 | GPO: double, emergency power, wall mounted, waterproof, power available indicator |  |  | 1 | ENGG-EL | FALSE
ELGP-234.01 | GPO: double, emergency power, wall mounted, waterproof, power available indicator, horizontal |  |  | 1 | ENGG-EL | FALSE
ELGP-234.02 | GPO: double, emergency power, wall mounted, waterproof, power available indicator, vertical |  |  | 1 | ENGG-EL | FALSE
ELGP-235 | GPO: double, emergency power, wall mounted, cleaner |  |  | 1 | ENGG-EL | FALSE
ELGP-236 | GPO: double, emergency power, ceiling mounted |  |  | 1 | ENGG-EL | FALSE
ELGP-236.01 | GPO: double, emergency power, ceiling mounted, horizontal |  |  | 1 | ENGG-EL | FALSE
ELGP-236.02 | GPO: double, emergency power, ceiling mounted, vertical |  |  | 1 | ENGG-EL | FALSE
ELGP-237 | GPO: double, emergency power, ceiling mounted, power available indicator |  |  | 1 | ENGG-EL | FALSE
ELGP-237.01 | GPO: double, emergency power, ceiling mounted, power available indicator, horizontal |  |  | 1 | ENGG-EL | FALSE
ELGP-237.02 | GPO: double, emergency power, ceiling mounted, power available indicator, vertical |  |  | 1 | ENGG-EL | FALSE
ELGP-240 | GPO: double, emergency power, ceiling suspended, umbilical |  |  | 1 | ENGG-EL | FALSE
ELGP-241 | GPO: double, emergency power, joinery mounted |  |  | 1 | ENGG-EL | TRUE
ELGP-241.01 | GPO: double, emergency power, joinery mounted, horizontal |  |  | 1 | ENGG-EL | FALSE
ELGP-241.02 | GPO: double, emergency power, joinery mounted, vertical |  |  | 1 | ENGG-EL | FALSE
ELGP-242 | GPO: double, emergency power, joinery mounted, power available indicator |  |  | 1 | ENGG-EL | FALSE
ELGP-242.01 | GPO: double, emergency power, joinery mounted, power available indicator, horizontal |  |  | 1 | ENGG-EL | FALSE
ELGP-242.02 | GPO: double, emergency power, joinery mounted, power available indicator, vertical |  |  | 1 | ENGG-EL | FALSE
ELGP-246 | GPO: double, emergency power, on services panel | ELGP-222 | GPO: emergency power, double, on services panel | 1 | ENGG-EL | TRUE
ELGP-251 | GPO: double, emergency power, on services pendant | ELGP-221 | GPO: emergency power, double, on pendant | 1 | ENGG-EL | FALSE
ELGP-256 | GPO: double, emergency power, in floor box | ELGP-225 | GPO: emergency power, double, in floorbox | 1 | ENGG-EL | TRUE
ELGP-258 | GPO: double, emergency power, in desk box | ELGP-224 | GPO: emergency power, double, desk box | 1 | ENGG-EL | FALSE
ELGP-261 | GPO: double, UPS, wall mounted | ELGP-235 | GPO: UPS, double, wall mounted | 1 | ENGG-EL | TRUE
ELGP-261.01 | GPO: double, UPS, wall mounted, horizontal |  |  | 1 | ENGG-EL | TRUE
ELGP-261.02 | GPO: double, UPS, wall mounted, vertical |  |  | 1 | ENGG-EL | FALSE
ELGP-262 | GPO: double, UPS, wall mounted, power available indicator |  |  | 1 | ENGG-EL | FALSE
ELGP-262.01 | GPO: double, UPS, wall mounted, power available indicator, horizontal |  |  | 1 | ENGG-EL | FALSE
ELGP-262.02 | GPO: double, UPS, wall mounted, power available indicator, vertical |  |  | 1 | ENGG-EL | FALSE
ELGP-263 | GPO: double, UPS, wall mounted, waterproof |  |  | 1 | ENGG-EL | FALSE
ELGP-263.01 | GPO: double, UPS, wall mounted, waterproof, horizontal |  |  | 1 | ENGG-EL | FALSE
ELGP-263.02 | GPO: double, UPS, wall mounted, waterproof, vertical |  |  | 1 | ENGG-EL | FALSE
ELGP-264 | GPO: double, UPS, wall mounted, waterproof, power available indicator |  |  | 1 | ENGG-EL | FALSE
ELGP-264.01 | GPO: double, UPS, wall mounted, waterproof, power available indicator, horizontal |  |  | 1 | ENGG-EL | FALSE
ELGP-264.02 | GPO: double, UPS, wall mounted, waterproof, power available indicator, vertical |  |  | 1 | ENGG-EL | FALSE
ELGP-265 | GPO: double, UPS, wall mounted, cleaner |  |  | 1 | ENGG-EL | FALSE
ELGP-266 | GPO: double, UPS, ceiling mounted |  |  | 1 | ENGG-EL | FALSE
ELGP-266.01 | GPO: double, UPS, ceiling mounted, horizontal |  |  | 1 | ENGG-EL | FALSE
ELGP-266.02 | GPO: double, UPS, ceiling mounted, vertical |  |  | 1 | ENGG-EL | FALSE
ELGP-267 | GPO: double, UPS, ceiling mounted, power available indicator |  |  | 1 | ENGG-EL | FALSE
ELGP-267.01 | GPO: double, UPS, ceiling mounted, power available indicator, horizontal |  |  | 1 | ENGG-EL | FALSE
ELGP-267.02 | GPO: double, UPS, ceiling mounted, power available indicator, vertical |  |  | 1 | ENGG-EL | FALSE
ELGP-270 | GPO: double, UPS, ceiling suspended, umbilical |  |  | 1 | ENGG-EL | FALSE
ELGP-271 | GPO: double, UPS, joinery mounted |  |  | 1 | ENGG-EL | TRUE
ELGP-271.01 | GPO: double, UPS, joinery mounted, horizontal |  |  | 1 | ENGG-EL | FALSE
ELGP-271.02 | GPO: double, UPS, joinery mounted, vertical |  |  | 1 | ENGG-EL | FALSE
ELGP-272 | GPO: double, UPS, joinery mounted, power available indicator |  |  | 1 | ENGG-EL | FALSE
ELGP-272.01 | GPO: double, UPS, joinery mounted, power available indicator, horizontal |  |  | 1 | ENGG-EL | FALSE
ELGP-272.02 | GPO: double, UPS, joinery mounted, power available indicator, vertical |  |  | 1 | ENGG-EL | FALSE
ELGP-276 | GPO: double, UPS power, on services panel |  |  | 1 | ENGG-EL | FALSE
ELGP-281 | GPO: double, UPS power, on services pendant |  |  | 1 | ENGG-EL | FALSE
ELGP-286 | GPO: double, UPS, in floor box |  |  | 1 | ENGG-EL | FALSE
ELGP-288 | GPO: double, UPS, in desk box |  |  | 1 | ENGG-EL | FALSE
ELGP-301 | ISOLATOR: one phase, wall mounted |  |  | 1 | ENGG-EL | TRUE
ELGP-311 | ISOLATOR: three phase, wall mounted |  |  | 1 | ENGG-EL | FALSE
ELGP-312 | ISOLATOR: three phase, with socket outlet, wall mounted | ELGP-140 | GPO: three phase, single | 1 | ENGG-EL | TRUE
ELGP-318 | ISOLATOR: three phase, with socket outlet, on services pendant |  |  | 1 | ENGG-EL | TRUE
ELPR-011 | MONITOR: line isolation, wall mounted | ELPR-004 | MONITOR: line isolation | 1 | ENGG-EL | TRUE
ELPR-012 | MONITOR: line isolation, joinery mounted |  |  | 1 | ENGG-EL | FALSE
ELPR-021 | MONITOR: overload, wall mounted | ELPR-005 | MONITOR: overload | 1 | ENGG-EL | FALSE
ELPR-022 | MONITOR: overload, joinery mounted |  |  | 1 | ENGG-EL | FALSE
ELPR-031 | PANEL: UPS status indicator, wall mounted | ELPR-007 | UPS: status indicator | 1 | ENGG-EL | TRUE
ELPR-032 | PANEL: UPS status indicator, joinery mounted |  |  | 1 | ENGG-EL | FALSE
ELPR-033 | PANEL: UPS status indicator, on services panel |  |  | 1 | ENGG-EL | TRUE
ELPR-034 | PANEL: UPS status indicator, on services pendant |  |  | 1 | ENGG-EL | TRUE
ELPR-051 | PANEL: equipotential (EP) test point, wall mounted | ELBO-005 | EQUIPOTENTIAL JUNCTION BOX | 1 | ENGG-EL | TRUE
ELPR-052 | PANEL: equipotential (EP) test point, joinery mounted |  |  | 1 | ENGG-EL | FALSE
ELPR-053 | PANEL: equipotential (EP) test point, on services panel |  |  | 1 | ENGG-EL | FALSE
ELPR-061 | PANEL: equipotential (EP) junction |  |  | 1 | ENGG-EL | FALSE
ELPR-071 | RCD: residual current device, wall mounted | ELPR-006 | RCD: residual current device | 1 | ENGG-EL | TRUE
ELPR-072 | RCD: residual current device, joinery mounted |  |  | 1 | ENGG-EL | FALSE
ELPR-073 | RCD: residual current device, on services panel |  |  | 1 | ENGG-EL | TRUE
ELPR-074 | RCD: residual current device, on services pendant |  |  | 1 | ENGG-EL | FALSE
ELPR-081 | RCD: residual current device, emergency power, wall mounted |  |  | 1 | ENGG-EL | TRUE
ELPR-082 | RCD: residual current device, emergency power, joinery mounted |  |  | 1 | ENGG-EL | FALSE
ELPR-083 | RCD: residual current device, emergency power, on services panel |  |  | 1 | ENGG-EL | TRUE
ELPR-084 | RCD: residual current device, emergency power, on services pendant |  |  | 1 | ENGG-EL | FALSE
ELPR-091 | RCD: residual current device, UPS, wall mounted |  |  | 1 | ENGG-EL | TRUE
ELPR-092 | RCD: residual current device, UPS, joinery mounted |  |  | 1 | ENGG-EL | FALSE
ELPR-093 | RCD: residual current device, UPS, on services panel |  |  | 1 | ENGG-EL | FALSE
ELPR-094 | RCD: residual current device, UPS, on services pendant |  |  | 1 | ENGG-EL | FALSE
ELSW-001 | SWITCH: light | ELBO-015 | SWITCH: light, single | 1 | ENGG-EL | TRUE
ELSW-002 | SWITCH: light, 2-gang |  |  | 1 | ENGG-EL | TRUE
ELSW-003 | SWITCH: light, 3-gang |  |  | 1 | ENGG-EL | FALSE
ELSW-004 | SWITCH: light, 4-gang |  |  | 1 | ENGG-EL | FALSE
ELSW-005 | SWITCH: light, 5-gang |  |  | 1 | ENGG-EL | FALSE
ELSW-006 | SWITCH: light, 6-gang |  |  | 1 | ENGG-EL | FALSE
ELSW-011 | SWITCH PLATE: light, multi-gang | ELBO-013 | SWITCH: light panel | 1 | ENGG-EL | TRUE
ELSW-021 | SWITCH: light, dimmer | ELBO-012 | SWITCH: light, dimmer | 1 | ENGG-EL | TRUE
ELSW-022 | SWITCH: light, dimmer, 2-gang |  |  | 1 | ENGG-EL | TRUE
ELSW-023 | SWITCH: light, dimmer, 3-gang |  |  | 1 | ENGG-EL | FALSE
ELSW-024 | SWITCH: light, dimmer, 4-gang |  |  | 1 | ENGG-EL | FALSE
ELSW-031 | SWITCH: light, motion sensor, ceiling mounted | ITSE-044 | SENSOR: motion detection, for lighting control | 1 | ENGG-EL | FALSE
ELSW-032 | SWITCH: light, motion sensor, ceiling recessed | ITSE-045 | SENSOR: motion detection, for lighting control, flush to ceiling | 1 | ENGG-EL | FALSE
ELSW-033 | SWITCH: light, motion sensor, ceiling recessed, tamper proof, anti-ligature | ITSE-045 | SENSOR: motion detection, for lighting control, flush to ceiling | 1 | ENGG-EL | FALSE
ELSW-036 | SWITCH: light, motion sensor, wall mounted | ITSE-044 | SENSOR: motion detection, for lighting control | 1 | ENGG-EL | FALSE
ELSW-041 | SWITCH: light, room in use |  |  | 1 | ENGG-EL | FALSE
ELSW-042 | SWITCH: light, laser in use | ELBO-009 | SWITCH: "Laser in use" | 1 | ENGG-EL | TRUE
ELSW-043 | SWITCH: light, x-ray in use | ELBO-016 | SWITCH: "X-Ray in use" | 1 | ENGG-EL | TRUE
ELSW-044 | SWITCH: light, beam on/off |  |  | 1 | ENGG-EL | FALSE
ELSW-051 | CONTROL PANEL: lighting | ELBO-003 | CONTROL PANEL: lighting | 1 | ENGG-EL | TRUE
ELSW-101 | SWITCH: isolation | ELBO-007 | SWITCH: emergency isolation | 1 | ENGG-EL | FALSE
ELSW-121 | BUTTON: emergency stop, wall mounted | ELBO-001; ELBO-008 | BUTTON: emergency stop; SWITCH: emergency stop | 1 | ENGG-EL | TRUE
ELSW-122 | BUTTON: emergency stop, joinery mounted |  |  | 1 | ENGG-EL | FALSE
ELSW-131 | BUTTON: last person out | ELBO-019 | BUTTON: last person out | 1 | ENGG-EL | FALSE

## FI
Australasian Health Facility Guidelines
ICS DATA SHEET: FIXTURES AND FITTINGS (FI)
PENDING AUSHFG REVIT MODEL UPDATE
Item Code | Item Description | ICS v1.11 Item Code(s) | ICS v1.11 Item Description(s) | Budget Group | Responsibility | In use within Standard Components | AusHFG Revit Content: Family Name | AusHFG Revit Content: Type Name
FIBM-018 | WHITEBOARD: fixed | FIBM-018 | WHITEBOARD: fixed | 2 | ARCH-FFE | FALSE
FIBM-019 | WHITEBOARD: fixed, magnetic | FIBM-019 | WHITEBOARD: fixed, magnetic | 2 | ARCH-FFE | TRUE
FIBM-020 | WHITEBOARD: fixed, magnetic, tamper proof, anti-ligature |  |  | 2 | ARCH-FFE | TRUE
FIBM-021 | WHITEBOARD: fixed, magnetic, integral to joinery |  |  | 1 | ARCH-JNY | TRUE
FIBM-026 | WHITEBOARD: mobile, magnetic | FIBM-020 | WHITEBOARD: mobile | 3 | ARCH-FFE | FALSE
FIBM-051 | NOTICEBOARD: fixed, cork | FIBM-012 | NOTICEBOARD: fixed, cork | 2 | ARCH-FFE | FALSE
FIBM-056 | NOTICEBOARD: fixed, fabric covered | FIBM-013 | NOTICEBOARD: fixed, fabric covered | 2 | ARCH-FFE | FALSE
FIBM-057 | NOTICEBOARD: fixed, fabric covered, tamper proof, anti-ligature |  |  | 2 | ARCH-FFE | TRUE
FIBM-058 | NOTICEBOARD: fixed, fabric covered, integral to joinery |  |  | 1 | ARCH-FFE | FALSE
FIBM-062 | PEGBOARD: fixed | FIBM-017 | PEGBOARD: fixed | 1 | ARCH-FFE | FALSE
FIBM-101 | MIRROR: fixed, safety glass, framed |  |  | 1 | ARCH-FFE | FALSE
FIBM-102 | MIRROR: fixed, safety glass, frameless | FIBM-006; FIBM-007; FIBM-010 | MIRROR: fixed, glass; MIRROR: fixed, glass, full length; MIRROR: fixed, safety glass, full length | 1 | ARCH-FFE | TRUE
FIBM-106 | MIRROR: fixed, safety glass, toughened and laminated, framed, tamper proof, anti-ligature | FIBM-022 | MIRROR: fixed, safety glass, toughened and laminated, anti ligature | 1 | ARCH-FFE | FALSE
FIBM-107 | MIRROR: fixed, safety glass, toughened and laminated, frameless, recessed, tamper proof, anti-ligature |  |  | 1 | ARCH-FFE | TRUE
FIBM-111 | MIRROR: fixed, convex |  |  | 1 | ARCH-FFE | FALSE
FIBM-112 | MIRROR: fixed, convex, tamper proof, anti-ligature | FIBM-004 | MIRROR: fixed, convex, tamper proof, anti ligature | 1 | ARCH-FFE | TRUE
FIBM-121 | MIRROR: mobile, safety glass, framed | FQGE-045 | MIRROR: mobile, 1800H | 3 | ARCH-FFE | FALSE
FIBM-122 | MIRROR: mobile, safety glass, frameless |  |  | 3 | ARCH-FFE | FALSE
FIDI-055 | DISPENSER: umbrella cover, floor standing | FIDI-055 | DISPENSER: umbrella cover | 3 | ARCH-FFE | FALSE
FIDI-061 | HOLDER: booklet/pamphlet, benchtop |  |  | 3 | ARCH-FFE | FALSE
FIDI-062 | HOLDER: booklet/pamphlet, wall mounted | FIDI-040 | HOLDER: brochure | 2 | ARCH-FFE | FALSE
FIDI-071 | DISPENSER: sticker roll, benchtop |  |  | 3 | ARCH-FFE | FALSE
FIDI-072 | DISPENSER: sticker roll, wall mounted | FIDI-052 | DISPENSER: sticker roll | 2 | ARCH-FFE | TRUE
FIDI-073 | DISPENSER: sticker roll, joinery mounted |  |  | 2 | ARCH-FFE | FALSE
FIDI-076 | DISPENSER: velcro roll, benchtop |  |  | 3 | ARCH-FFE | FALSE
FIDI-077 | DISPENSER: velcro roll, wall mounted | FIDI-053 | DISPENSER: velcro | 2 | ARCH-FFE | FALSE
FIDI-078 | DISPENSER: velcro roll, joinery mounted |  |  | 2 | ARCH-FFE | FALSE
FIDI-081 | DISPENSER: sheet material, roll |  |  | 3 | ARCH-FFE | FALSE
FIDI-082 | DISPENSER: sheet material, roll |  |  | 2 | ARCH-FFE | FALSE
FIDI-086 | DISPENSER: sheet material, roll, bubble wrap, benchtop |  |  | 3 | ARCH-FFE | FALSE
FIDI-087 | DISPENSER: sheet material, roll, bubble wrap, wall mounted | FIDI-004 | DISPENSER: bubble wrap | 2 | ARCH-FFE | FALSE
FIDI-101 | DISPENSER: PPE, disposable masks, wall mounted | FIDI-021 | DISPENSER: mask | 2 | ARCH-FFE | TRUE
FIDI-106 | DISPENSER: PPE, disposable gloves, wall mounted | FIDI-014 | DISPENSER: disposable glove | 2 | ARCH-FFE | TRUE
FIDI-111 | DISPENSER: PPE, disposable gowns/aprons, wall mounted | FIDI-002; FIDI-018; FIDI-019 | DISPENSER: apron; DISPENSER: gown; DISPENSER: gown/apron | 2 | ARCH-FFE | TRUE
FIDI-116 | DISPENSER: PPE, disposable hats, wall mounted | FIDI-015 | DISPENSER: disposable hat | 2 | ARCH-FFE | FALSE
FIDI-121 | DISPENSER: PPE, disposable shoe covers, wall mounted |  |  | 2 | ARCH-FFE | FALSE
FIDI-131 | HOLDER: PPE, goggles, wall mounted | FIDI-017; FIDI-043 | DISPENSER: goggles; HOLDER: goggles/glasses | 2 | ARCH-FFE | TRUE
FIDI-136 | HOLDER: PPE, lead goggles, wall mounted |  |  | 2 | ARCH-FFE | TRUE
FIDI-141 | HOLDER: PPE, face shield, wall mounted |  |  | 2 | ARCH-FFE | FALSE
FIDI-151 | DISPENSER: PPE, combination, large, wall mounted | FIDI-054 | DISPENSER: ppe combination | 2 | ARCH-FFE | FALSE
FIDI-152 | DISPENSER: PPE, combination, large, joinery mounted |  |  | 2 | ARCH-FFE | FALSE
FIDI-156 | DISPENSER: PPE, combination, large, over door mounted |  |  | 3 | ARCH-FFE | FALSE
FIDI-161 | DISPENSER: PPE, combination, medium, wall mounted |  |  | 2 | ARCH-FFE | FALSE
FIDI-162 | DISPENSER: PPE, combination, medium, joinery mounted |  |  | 2 | ARCH-FFE | FALSE
FIDI-166 | DISPENSER: PPE, combination, medium, over door mounted |  |  | 3 | ARCH-FFE | FALSE
FIDI-171 | DISPENSER: PPE, combination, small, wall mounted |  |  | 2 | ARCH-FFE | FALSE
FIDI-172 | DISPENSER: PPE, combination, small, joinery mounted |  |  | 2 | ARCH-FFE | FALSE
FIDI-176 | DISPENSER: PPE, combination, small, over door mounted |  |  | 3 | ARCH-FFE | FALSE
FIDI-181 | DISPENSER: cleaning wipes, wall mounted | FIDI-006 | DISPENSER: cleaning wipes | 2 | ARCH-FFE | TRUE
FIDI-186 | DISPENSER: tissues, wall mounted | FIDI-035 | DISPENSER: tissue | 2 | ARCH-FFE | FALSE
FIDI-191 | DISPENSER: emesis bags, wall mounted | FIDI-016 | DISPENSER: emesis bags | 2 | ARCH-FFE | TRUE
FIDI-196 | DISPENSER: disposable cup, wall mounted | FIDI-013 | DISPENSER: disposable cup | 2 | ARCH-FFE | FALSE
FIDI-201 | DISPENSER: scrub brush, wall mounted | FIDI-028 | DISPENSER: scrub brush | 2 | ARCH-FFE | TRUE
FIDI-211 | HOLDER: eye wash bottles, wall mounted | FIDI-057 | DISPENSER: eye wash bottles | 2 | ARCH-FFE | FALSE
FIDI-221 | DISPENSER: paper bed roll, wall mounted |  |  | 2 | ARCH-FFE | TRUE
FIDI-222 | DISPENSER: paper bed roll, joinery mounted |  |  | 2 | ARCH-FFE | FALSE
FIDI-223 | DISPENSER: paper bed roll, exam couch mounted | FIDI-003 | DISPENSER: bedroll | 3 | ARCH-FFE | FALSE
FIDI-231 | DISPENSER: paper towel, wall mounted | FIDI-025 | DISPENSER: paper/hand towel | 2 | ARCH-FFE | TRUE
FIDI-232 | DISPENSER: paper towel, joinery mounted |  |  | 2 | ARCH-FFE | FALSE
FIDI-233 | DISPENSER: paper towel, wall recessed | FIDI-026 | DISPENSER: paper/hand towel, built-in | 2 | ARCH-FFE | FALSE
FIDI-234 | DISPENSER: paper towel, with waste bin, wall recessed | FIDI-027 | DISPENSER: paper towel/wastebin combination | 2 | ARCH-FFE | FALSE
FIDI-235 | DISPENSER: paper towel, integral to joinery |  |  | 2 | ARCH-FFE | FALSE
FIDI-236 | DISPENSER: paper towel, with waste bin, integral to joinery |  |  | 2 | ARCH-FFE | FALSE
FIDI-241 | DISPENSER: alcohol-based hand rub, wall mounted | FIDI-001 | DISPENSER: alcohol based hand rub | 2 | ARCH-FFE | TRUE
FIDI-242 | DISPENSER: alcohol-based hand rub, joinery mounted |  |  | 2 | ARCH-FFE | FALSE
FIDI-246 | HOLDER: alcohol-based hand rub, trolley mounted |  |  | 2 | ARCH-FFE | FALSE
FIDI-247 | HOLDER: alcohol-based hand rub, bed mounted | FIHR-068 | BRACKET: for alcohol based hand rub, attached to bed | 2 | ARCH-FFE | FALSE
FIDI-251 | DISPENSER: alcohol-based hand rub, surgical, antimicrobial, chlorhexidine, wall mounted |  |  | 2 | ARCH-FFE | TRUE
FIDI-256 | DISPENSER: soap, wall mounted | FIDI-030 | DISPENSER: soap | 2 | ARCH-FFE | TRUE
FIDI-257 | DISPENSER: soap, wall mounted, anti-ligature | FIDI-030 | DISPENSER: soap | 2 | ARCH-FFE | TRUE
FIDI-261 | DISPENSER: soap, antimicrobial, wall mounted | FIDI-031 | DISPENSER: soap antiseptic | 2 | ARCH-FFE | TRUE
FIDI-266 | DISPENSER: hand wash, surgical, antimicrobial, wall mounted |  |  | 2 | ARCH-FFE | TRUE
FIDI-266.01 | DISPENSER: hand wash, surgical, antimicrobial, chlorhexidine, wall mounted |  |  | 2 | ARCH-FFE | TRUE
FIDI-266.02 | DISPENSER: hand wash, surgical, antimicrobial, povidone-iodine (PVI), wall mounted |  |  | 2 | ARCH-FFE | TRUE
FIDI-271 | DISPENSER: moisturiser, wall mounted | FIDI-022 | DISPENSER: moisturiser | 2 | ARCH-FFE | TRUE
FIDI-276 | DISPENSER: shampoo, wall mounted | FIDI-029 | DISPENSER: shampoo | 2 | ARCH-FFE | FALSE
FIDI-281 | HOLDER: soap/shampoo, wall mounted | FIDI-047; FIDI-049 | HOLDER: soap, non-recessed; HOLDER: soap/shampoo, non-recessed | 1 | ARCH-FFE | TRUE
FIDI-282 | HOLDER: soap/shampoo, wall recessed | FIDI-047; FIDI-050; FIDI-051 | HOLDER: soap, recessed; HOLDER: soap/shampoo, recessed, horizontal format; HOLDER: soap/shampoo, recessed, vertical format | 1 | ARCH-FFE | TRUE
FIDI-283 | HOLDER: soap/shampoo, wall recessed, tamper proof, anti-ligature |  |  | 1 | ARCH-FFE | TRUE
FIDI-291 | DISPENSER: laundry detergent, wall mounted | FIDI-008 | DISPENSER: detergent | 1 | ARCH-FFE | FALSE
FIDI-296 | DISPENSER: detergent/chemical mixer, wall mounted | FIDI-010 | DISPENSER: detergent/chemical mixer | 2 | ARCH-FFE | FALSE
FIDI-301 | DISPENSER: toilet paper, wall mounted | FIDI-036 | DISPENSER: toilet paper | 1 | ARCH-FFE | TRUE
FIDI-302 | DISPENSER: toilet paper, wall mounted, tamper proof, anti-ligature | FIDI-038 | DISPENSER: toilet paper, recessed | 1 | ARCH-FFE | TRUE
FIDI-306 | DISPENSER: toilet paper, wall recessed | FIDI-036 | DISPENSER: toilet paper | 1 | ARCH-FFE | FALSE
FIDI-307 | DISPENSER: toilet paper, wall recessed, tamper proof, anti-ligature | FIDI-038 | DISPENSER: toilet paper, recessed | 1 | ARCH-FFE | FALSE
FIDI-311 | DISPENSER: toilet paper, bulk fill, jumbo roll, wall mounted | FIDI-037 | DISPENSER: toilet paper, large | 1 | ARCH-FFE | FALSE
FIDI-312 | DISPENSER: toilet paper, bulk fill, interleaved, wall mounted |  |  | 1 | ARCH-FFE | FALSE
FIDI-321 | DISPENSER: toilet seat cover, wall mounted |  |  | 1 | ARCH-FFE | FALSE
FIDI-326 | DISPENSER: sanitary bag, wall mounted |  |  | 1 | ARCH-FFE | FALSE
FIDI-351 | HOLDER: patient chart/medical record, wall mounted | FIDI-045; FIHR-024 | HOLDER: medical record; HOLDER: patient chart | 2 | ARCH-FFE | FALSE
FIDI-352 | HOLDER: patient chart/medical record, joinery mounted |  |  | 2 | ARCH-FFE | FALSE
FIDI-356 | HOLDER: patient chart/medical record, trolley mounted |  |  | 3 | ARCH-FFE | FALSE
FIDI-357 | HOLDER: patient chart/medical record, bed mounted |  |  | 3 | ARCH-FFE | FALSE
FIDI-381 | FRAME: document, A5, wall mounted |  |  | 2 | ARCH-FFE | FALSE
FIDI-382 | FRAME: document, A5, joinery mounted |  |  | 2 | ARCH-FFE | FALSE
FIDI-386 | FRAME: document, A4, wall mounted | FIDI-042; FIDI-056 | HOLDER: document, A4 perspex; HOLDER: document, A4 | 2 | ARCH-FFE | TRUE
FIDI-387 | FRAME: document, A4, joinery mounted |  |  | 2 | ARCH-FFE | FALSE
FIDI-391 | FRAME: document, A3, wall mounted |  |  | 2 | ARCH-FFE | FALSE
FIDI-392 | FRAME: document, A3, joinery mounted |  |  | 2 | ARCH-FFE | FALSE
FIGE-009 | PLATFORM: equipment washing, wall mounted | FIGE-009 | PLATFORM: equipment washing, wall mounted | 1 | ARCH-FFE | FALSE
FIGE-021 | BENCH SEAT: fixed, indoor, wall mounted | FIGE-003 | BENCH SEAT: fixed, indoor | 1 | ARCH-FFE | FALSE
FIGE-022 | BENCH SEAT: fixed, indoor, floor mounted |  |  | 1 | ARCH-FFE | FALSE
FIGE-026 | BENCH SEAT: fixed, outdoor, wall mounted | FIGE-005 | BENCH SEAT: fixed, outdoor | 1 | ARCH-FFE | FALSE
FIGE-027 | BENCH SEAT: fixed, outdoor, floor mounted |  |  | 1 | ARCH-FFE | FALSE
FIGE-031 | BENCH SEAT: fold up/down, wall mounted | FIGE-002 | BENCH SEAT: fixed, hop over, fold up/down | 1 | ARCH-FFE | FALSE
FIGE-032 | BENCH SEAT: fold up/down, with folding legs, wall mounted | FIGE-002 | BENCH SEAT: fixed, hop over, fold up/down | 1 | ARCH-FFE | FALSE
FIGE-036 | BENCH SEAT: fold up/down, wet area, wall mounted | FIGE-001 | BENCH SEAT: fixed, fold up/down, wet area, wall mounted | 1 | ARCH-FFE | FALSE
FIGE-037 | BENCH SEAT: fold up/down, with folding legs, wet area, wall mounted | FIGE-001 | BENCH SEAT: fixed, fold up/down, wet area, wall mounted | 1 | ARCH-FFE | TRUE
FIGE-041 | STEEL MESH: framed, ceiling mounted | FIRT-017 | STEEL MESH: framed, ceiling mount | 1 | ARCH-FFE | FALSE
FIGE-042 | STEEL MESH: framed, wall mounted | FIRT-018 | STEEL MESH: framed, wall mount | 1 | ARCH-FFE | FALSE
FIHR-026 | HOOK: coat | FIHR-026 | HOOK: coat | 1 | ARCH-FFE | TRUE
FIHR-027 | HOOK: coat, collapsible, tamper proof, anti-ligature | FIHR-027 | HOOK: coat, collapsible, anti ligature | 1 | ARCH-FFE | TRUE
FIHR-029 | HOOK: equipment | FIHR-029 | HOOK: equipment | 1 | ARCH-FFE | TRUE
FIHR-030 | HOOK: equipment, patient slide | FIHR-030 | HOOK: equipment, on mounting plate | 1 | ARCH-FFE | TRUE
FIHR-031 | HOOK: equipment, heavy duty | FIHR-031 | HOOK: heavy duty | 1 | ARCH-FFE | FALSE
FIHR-034 | HOOK: mobility aid, crutch | FIHR-034 | PEGS: crutch | 1 | ARCH-FFE | FALSE
FIHR-035 | RACK: mobility aid, crutch |  |  | 2 | ARCH-FFE | FALSE
FIHR-039 | RACK: broom/mop, wall mounted | FIHR-039; FIHR-040; FIHR-049 | RACK: broom; RACK: broom/mop; RACK: mop; | 1 | ARCH-FFE | TRUE
FIHR-041 | RACK: sheet material, wall mounted |  |  | 1 | ARCH-FFE | FALSE
FIHR-042 | RACK: sheet material, joinery mounted | FIHR-043 | RACK: EVA, sheets storage | 1 | ARCH-FFE | FALSE
FIHR-043 | RACK: sheet material, freestanding |  |  | 3 | ARCH-FFE | FALSE
FIHR-046 | RACK: magazine/pamphlet, wall mounted | FIHR-045; FIHR-046; FIHR-047; FIHR-051 | RACK: magazine/pamphlet; RACK: magazine/pamphlet, small; RACK: magazine, wall mounted; RACK: pamphlet | 2 | ARCH-FFE | FALSE
FIHR-056 | RACK: shoe, freestanding | FIHR-056 | RACK: shoe | 3 | ARCH-FFE | FALSE
FIHR-057 | RACK: shoe, wall mounted |  |  | 1 | ARCH-FFE | FALSE
FIHR-061 | RACK: boot, freestanding | FIHR-037 | RACK: boot | 3 | ARCH-FFE | FALSE
FIHR-062 | RACK: boot, wall mounted |  |  | 1 | ARCH-FFE | FALSE
FIHR-081 | RACK: bicycle, floor mounted | FIHR-036 | RACK: bicycle | 1 | ARCH-FFE | FALSE
FIHR-082 | RACK: bicycle, wall mounted |  |  | 1 | ARCH-FFE | FALSE
FIHR-083 | RACK: bicycle, wall mounted, vertical storage |  |  | 1 | ARCH-FFE | FALSE
FIHR-091 | HOOK: anchor point, for attaching patient positioning device, wall mounted | FIHR-092 | HOOK: anchor, patient ladder | 1 | ARCH-FFE | FALSE
FIHR-092 | HOOK: anchor point, for attaching patient positioning device, joinery mounted |  |  | 1 | ARCH-FFE | FALSE
FIHR-093 | HOOK: anchor point, for attaching patient positioning device, ceiling mounted |  |  | 1 | ARCH-FFE | FALSE
FIHR-101 | BRACKET: suction bottle, wall mounted | FIHR-019 | BRACKET: for suction bottle | 2 | ARCH-FFE | TRUE
FIHR-102 | BRACKET: suction bottle, joinery mounted |  |  | 2 | ARCH-FFE | FALSE
FIHR-103 | BRACKET: suction bottle, rail mounted |  |  | 2 | ARCH-FFE | FALSE
FIHR-104 | BRACKET: suction bottle, pendant mounted |  |  | 2 | ARCH-FFE | TRUE
FIHR-110 | BRACKET: sharps bin, wall mounted | FIHR-016 | BRACKET: for sharps bin | 2 | ARCH-FFE | TRUE
FIHR-111 | BRACKET: sharps bin, joinery mounted |  |  | 2 | ARCH-FFE | TRUE
FIHR-112 | BRACKET: sharps bin, pendant mounted |  |  | 2 | ARCH-FFE | FALSE
FIHR-113 | BRACKET: sharps bin, trolley mounted |  |  | 2 | ARCH-FFE | TRUE
FIHR-116 | BRACKET: waste bag, wall mounted |  |  | 2 | ARCH-FFE | FALSE
FIHR-121 | RACK: lead apron, single, wall mounted | FIHR-091 | RACK: lead apron, single | 2 | ARCH-FFE | TRUE
FIHR-122 | RACK: lead apron, single, joinery mounted |  |  | 2 | ARCH-FFE | FALSE
FIHR-126 | RACK: lead apron, multi, wall mounted | FIHR-044 | RACK: lead apron | 2 | ARCH-FFE | TRUE
FIHR-127 | RACK: lead apron, multi, joinery mounted |  |  | 2 | ARCH-FFE | FALSE
FIHR-128 | RACK: lead apron, multi, mobile | FIHR-023 | HANGER: lead apron, mobile | 3 | ARCH-FFE | FALSE
FIHR-131 | HOOK: catheter bag | FIHR-025 | HOOK: catheter bag | 1 | ARCH-FFE | FALSE
FIHR-132 | HOOK: IV bag | FIHR-032 | HOOK: IV, wall mounted | 1 | ARCH-FFE | FALSE
FIHR-141 | RACK: bed pan, wall mounted | FIHR-038 | RACK: bowl/basin | 1 | ARCH-FFE | FALSE
FIHR-142 | RACK: urinal, wall mounted | FIHR-052 | RACK: pan | 1 | ARCH-FFE | FALSE
FIHR-143 | RACK: bottle, wall mounted | FIHR-059; FIHR-069 | RACK: urinal; RACK: bottle | 1 | ARCH-FFE | TRUE
FIHR-144 | RACK: urinal/bottle, wall mounted | FIHR-053 | RACK: pan & urinal | 1 | ARCH-FFE | FALSE
FIHR-145 | RACK: bed pan and urinal/bottle, wall mounted |  |  | 1 | ARCH-FFE | FALSE
FIHR-146 | RACK: bowl/basin |  |  | 1 | ARCH-FFE | FALSE
FIHR-151 | PANEL: storage baskets, wall mounted | FIHR-033 | PANEL: for storage bins, wall mount | 2 | ARCH-FFE | TRUE
FIHR-152 | PANEL: storage baskets, joinery mounted |  |  | 2 | ARCH-FFE | FALSE
FIHR-161 | BRACKET: storage basket, wall mounted | FIHR-018; FIHR-022 | BRACKET: for wire baskets; BRACKET: for storage bins | 2 | ARCH-FFE | TRUE
FIHR-162 | BRACKET: storage basket, joinery mounted |  |  | 2 | ARCH-FFE | FALSE
FIHR-171 | BRACKET: gas cylinder, single, wall mounted | FIHR-008 | BRACKET: for gas cylinder, 1 cylinder | 1 | ARCH-FFE | TRUE
FIHR-172 | BRACKET: gas cylinder, single, joinery mounted |  |  | 1 | ARCH-FFE | FALSE
FIHR-173 | BRACKET: gas cylinder, single, trolley mounted | FIHR-090 | BRACKET: for oxygen cylinder, trolley mounted | 1 | ARCH-FFE | TRUE
FIHR-176 | BRACKET: gas cylinder, double, wall mounted | FIHR-009 | BRACKET: for gas cylinder, 2 cylinder | 1 | ARCH-FFE | FALSE
FIHR-181 | BRACKET: gas cylinder, triple, wall mounted |  |  | 1 | ARCH-FFE | FALSE
FIHR-186 | BRACKET: gas cylinder, quad, wall mounted | FIHR-010 | BRACKET: for gas cylinder, 4 cylinder | 1 | ARCH-FFE | FALSE
FIHR-191 | BRACKET: dryer, domestic, wall mounted | FIHR-007 | BRACKET: for dryer | 1 | ARCH-FFE | FALSE
FIHR-192 | BRACKET: dryer, industrial, wall mounted |  |  | 1 | ARCH-FFE | FALSE
FIHR-201 | BRACKET: central processing unit (CPU), under bench/desk | FIHR-075 | BRACKET: for computer CPU, underdesk mounted | 2 | ARCH-FFE | TRUE
FIHR-202 | BRACKET: central processing unit (CPU), wall mounted |  |  | 2 | ARCH-FFE | FALSE
FIHR-203 | BRACKET: central processing unit (CPU), joinery mounted |  |  | 2 | ARCH-FFE | FALSE
FIHR-204 | BRACKET: central processing unit (CPU), ceiling mounted |  |  | 2 | ARCH-FFE | FALSE
FIHR-205 | BRACKET: central processing unit (CPU), pendant mounted |  |  | 2 | ARCH-FFE | FALSE
FIHR-206 | BRACKET: central processing unit (CPU), trolley/cart mounted |  |  | 2 | ARCH-FFE | FALSE
FIHR-211 | BRACKET: computer display screen, single, articulated, bench/desk mounted | FIHR-087 | BRACKET: for display screen, single, desk mounted | 2 | ARCH-FFE | FALSE
FIHR-212 | BRACKET: computer display screen, single, articulated, wall mounted | FIHR-005; FIHR-006; FIHR-066 | BRACKET: for display screen, PACS, wall mounted; BRACKET: for display screen, wall mounted; BRACKET: for display screen, wall mounted, articulated, adj height | 2 | ARCH-FFE | TRUE
FIHR-213 | BRACKET: computer display screen, single, articulated, joinery mounted |  |  | 2 | ARCH-FFE | FALSE
FIHR-214 | BRACKET: computer display screen, single, articulated, ceiling mounted | FIHR-004 | BRACKET: for display screen, ceiling mounted | 2 | ARCH-FFE | TRUE
FIHR-215 | BRACKET: computer display screen, single articulated, pendant mounted |  |  | 2 | ARCH-FFE | TRUE
FIHR-216 | BRACKET: computer display screen, single articulated, trolley/cart mounted |  |  | 2 | ARCH-FFE | FALSE
FIHR-221 | BRACKET: computer display screen, dual, articulated, bench/desk mounted | FIHR-070 | BRACKET: for display screen, dual, desk mounted | 2 | ARCH-FFE | TRUE
FIHR-222 | BRACKET: computer display screen, dual, articulated, wall mounted |  |  | 2 | ARCH-FFE | FALSE
FIHR-223 | BRACKET: computer display screen, dual, articulated, joinery mounted |  |  | 2 | ARCH-FFE | FALSE
FIHR-224 | BRACKET: computer display screen, dual, articulated, ceiling mounted |  |  | 2 | ARCH-FFE | FALSE
FIHR-225 | BRACKET: computer display screen, dual, articulated, pendant mounted |  |  | 2 | ARCH-FFE | FALSE
FIHR-226 | BRACKET: computer display screen, dual, articulated, trolley/cart mounted |  |  | 2 | ARCH-FFE | FALSE
FIHR-231 | BRACKET: computer display screen, triple, articulated, bench/desk mounted | FIHR-076 | BRACKET: for display screen, triple, desk mounted | 2 | ARCH-FFE | TRUE
FIHR-232 | BRACKET: computer display screen, triple, articulated, wall mounted |  |  | 2 | ARCH-FFE | FALSE
FIHR-233 | BRACKET: computer display screen, triple, articulated, joinery mounted |  |  | 2 | ARCH-FFE | FALSE
FIHR-234 | BRACKET: computer display screen, triple, articulated, ceiling mounted |  |  | 2 | ARCH-FFE | FALSE
FIHR-235 | BRACKET: computer display screen, triple, articulated, pendant mounted |  |  | 2 | ARCH-FFE | FALSE
FIHR-236 | BRACKET: computer display screen, triple, articulated, trolley/cart mounted |  |  | 2 | ARCH-FFE | FALSE
FIHR-241 | BRACKET: computer display screen, quad, articulated, bench/desk mounted |  |  | 2 | ARCH-FFE | FALSE
FIHR-242 | BRACKET: computer display screen, quad, articulated, wall mounted |  |  | 2 | ARCH-FFE | FALSE
FIHR-243 | BRACKET: computer display screen, quad, articulated, joinery mounted |  |  | 2 | ARCH-FFE | FALSE
FIHR-244 | BRACKET: computer display screen, quad, articulated, ceiling mounted |  |  | 2 | ARCH-FFE | FALSE
FIHR-245 | BRACKET: computer display screen, quad, articulated, pendant mounted |  |  | 2 | ARCH-FFE | FALSE
FIHR-246 | BRACKET: computer display screen, quad, articulated, trolley/cart mounted |  |  | 2 | ARCH-FFE | FALSE
FIHR-251 | BRACKET: combined single computer display screen, central processing unit (CPU), keyboard and mouse, fixed height, wall mounted |  |  | 2 | ARCH-FFE | FALSE
FIHR-252 | BRACKET: combined single computer display screen, central processing unit (CPU), keyboard and mouse, fixed height, joinery mounted |  |  | 2 | ARCH-FFE | FALSE
FIHR-254 | BRACKET: combined single computer display screen, central processing unit (CPU), keyboard and mouse, articulated, wall mounted |  |  | 2 | ARCH-FFE | FALSE
FIHR-255 | BRACKET: combined single computer display screen, central processing unit (CPU), keyboard and mouse, articulated, joinery mounted |  |  | 2 | ARCH-FFE | TRUE
FIHR-257 | BRACKET: combined single computer display screen, central processing unit (CPU), keyboard and mouse, height adjustable, wall mounted |  |  | 2 | ARCH-FFE | FALSE
FIHR-258 | BRACKET: combined single computer display screen, central processing unit (CPU), keyboard and mouse, height adjustable, joinery mounted |  |  | 2 | ARCH-FFE | FALSE
FIHR-261 | BRACKET: combined dual computer display screen, central processing unit (CPU), keyboard and mouse, fixed height, wall mounted |  |  | 2 | ARCH-FFE | FALSE
FIHR-262 | BRACKET: combined dual computer display screen, central processing unit (CPU), keyboard and mouse, fixed height, joinery mounted |  |  | 2 | ARCH-FFE | FALSE
FIHR-264 | BRACKET: combined dual computer display screen, central processing unit (CPU), keyboard and mouse, articulated, wall mounted |  |  | 2 | ARCH-FFE | FALSE
FIHR-265 | BRACKET: combined dual computer display screen, central processing unit (CPU), keyboard and mouse, articulated, joinery mounted |  |  | 2 | ARCH-FFE | FALSE
FIHR-267 | BRACKET: combined dual computer display screen, central processing unit (CPU), keyboard and mouse, height adjustable, wall mounted |  |  | 2 | ARCH-FFE | FALSE
FIHR-268 | BRACKET: combined dual computer display screen, central processing unit (CPU), keyboard and mouse, height adjustable, joinery mounted |  |  | 2 | ARCH-FFE | FALSE
FIHR-291 | BRACKET: combined single screen all-in-one computer, keyboard and mouse, fixed height, wall mounted | FIHR-063 | BRACKET: for all-in-one computer, with keyboard shelf, wall mounted | 2 | ARCH-FFE | FALSE
FIHR-292 | BRACKET: combined single screen all-in-one computer, keyboard and mouse, fixed height, joinery mounted |  |  | 2 | ARCH-FFE | FALSE
FIHR-294 | BRACKET: combined single screen all-in-one computer, keyboard and mouse, articulated, wall mounted | FIHR-081 | BRACKET: for all-in-one computer, with keyboard shelf, wall mounted, articulated | 2 | ARCH-FFE | TRUE
FIHR-295 | BRACKET: combined single screen all-in-one computer, keyboard and mouse, articulated, joinery mounted |  |  | 2 | ARCH-FFE | FALSE
FIHR-296 | BRACKET: combined single screen all-in-one computer, keyboard and mouse, articulated, ceiling mounted |  |  | 2 | ARCH-FFE | FALSE
FIHR-297 | BRACKET: combined single screen all-in-one computer, keyboard and mouse, height adjustable, wall mounted |  |  | 2 | ARCH-FFE | TRUE
FIHR-298 | BRACKET: combined single screen all-in-one computer, keyboard and mouse, height adjustable, joinery mounted |  |  | 2 | ARCH-FFE | FALSE
FIHR-299 | BRACKET: combined single screen all-in-one computer, keyboard and mouse, height adjustable, ceiling mounted |  |  | 2 | ARCH-FFE | FALSE
FIHR-321 | BRACKET: keyboard and mouse, fixed height, under bench/desk |  |  | 2 | ARCH-FFE | FALSE
FIHR-322 | BRACKET: keyboard and mouse, fixed height, wall mounted | FIHR-093 | BRACKET: keyboard shelf, wall mounted | 2 | ARCH-FFE | TRUE
FIHR-323 | BRACKET: keyboard and mouse, fixed height, joinery mounted |  |  | 2 | ARCH-FFE | FALSE
FIHR-326 | BRACKET: keyboard and mouse, articulated, under bench/desk |  |  | 2 | ARCH-FFE | FALSE
FIHR-327 | BRACKET: keyboard and mouse, articulated, wall mounted |  |  | 2 | ARCH-FFE | TRUE
FIHR-328 | BRACKET: keyboard and mouse, articulated, joinery mounted |  |  | 2 | ARCH-FFE | FALSE
FIHR-331 | BRACKET: television/AV system display screen, single, fixed, wall mounted | FIHR-021 | BRACKET: for television set, wall mounted | 2 | ARCH-FFE | TRUE
FIHR-332 | BRACKET: television/AV system display screen, single, fixed, joinery mounted |  |  | 2 | ARCH-FFE | TRUE
FIHR-333 | BRACKET: television/AV system display screen, single, fixed, ceiling mounted | FIHR-020 | BRACKET: for television set, ceiling mounted | 2 | ARCH-FFE | TRUE
FIHR-334 | BRACKET: television/AV system display screen, single, fixed, pendant mounted |  |  | 2 | ARCH-FFE | FALSE
FIHR-341 | BRACKET: television/AV system display screen, single, articulated, wall mounted |  |  | 2 | ARCH-FFE | TRUE
FIHR-342 | BRACKET: television/AV system display screen, single, articulated, joinery mounted |  |  | 2 | ARCH-FFE | FALSE
FIHR-343 | BRACKET: television/AV system display screen, single, articulated, ceiling mounted |  |  | 2 | ARCH-FFE | FALSE
FIHR-344 | BRACKET: television/AV system display screen, single, articulated, pendant mounted |  |  | 2 | ARCH-FFE | FALSE
FIHR-351 | BRACKET: patient entertainment system, fixed, wall mounted |  |  | 2 | ARCH-FFE | FALSE
FIHR-352 | BRACKET: patient entertainment system, fixed, joinery mounted |  |  | 2 | ARCH-FFE | FALSE
FIHR-353 | BRACKET: patient entertainment system, fixed, ceiling mounted |  |  | 2 | ARCH-FFE | TRUE
FIHR-356 | BRACKET: patient entertainment system, articulated arm, wall mounted |  |  | 2 | ARCH-FFE | FALSE
FIHR-357 | BRACKET: patient entertainment system, articulated arm, joinery mounted |  |  | 2 | ARCH-FFE | FALSE
FIHR-358 | BRACKET: patient entertainment system, articulated arm, ceiling mounted |  |  | 2 | ARCH-FFE | FALSE
FIHR-359 | BRACKET: patient entertainment system, articulated arm, bed mounted |  |  | 2 | ARCH-FFE | FALSE
FIHR-361 | BRACKET: telephone, wall mounted |  |  | 2 | ARCH-FFE | FALSE
FIHR-362 | BRACKET: telephone, joinery mounted |  |  | 2 | ARCH-FFE | FALSE
FIHR-381 | BRACKET: wireless access point, ceiling mounted |  |  | 2 | ARCH-FFE | FALSE
FIHR-382 | BRACKET: wireless access point, wall mounted |  |  | 2 | ARCH-FFE | FALSE
FIHR-401 | BRACKET: patient monitor, fixed, wall mounted | FIHR-011; FIHR-012; FIHR-013 | BRACKET: for monitor, wall mounted; BRACKET: for monitor, cardiac; BRACKET: for monitor, ECG | 2 | ARCH-FFE | TRUE
FIHR-402 | BRACKET: patient monitor, fixed, joinery mounted |  |  | 2 | ARCH-FFE | FALSE
FIHR-403 | BRACKET: patient monitor, fixed, ceiling mounted |  |  | 2 | ARCH-FFE | TRUE
FIHR-404 | BRACKET: patient monitor, fixed, pendant mounted |  |  | 2 | ARCH-FFE | FALSE
FIHR-408 | BRACKET: patient monitor, articulated, wall mounted | FIHR-067 | BRACKET: for monitor, wall mounted, articulated, adj height | 2 | ARCH-FFE | TRUE
FIHR-409 | BRACKET: patient monitor, articulated, joinery mounted |  |  | 2 | ARCH-FFE | FALSE
FIHR-410 | BRACKET: patient monitor, articulated, ceiling mounted |  |  | 2 | ARCH-FFE | FALSE
FIHR-411 | BRACKET: patient monitor, articulated, pendant mounted |  |  | 2 | ARCH-FFE | TRUE
FIHR-421 | BRACKET: ventilator, wall mounted |  |  | 2 | ARCH-FFE | FALSE
FIHR-422 | BRACKET: ventilator, joinery mounted |  |  | 2 | ARCH-FFE | FALSE
FIHR-423 | BRACKET: ventilator, pendant mounted |  |  | 2 | ARCH-FFE | TRUE
FIHR-426 | BRACKET: ventilator, continuous positive airway pressure (CPAP), wall mounted | FIHR-086 | BRACKET: for CPAP ventilator, wall mounted | 2 | ARCH-FFE | FALSE
FIHR-427 | BRACKET: ventilator, continuous positive airway pressure (CPAP), joinery mounted |  |  | 2 | ARCH-FFE | FALSE
FIHR-428 | BRACKET: ventilator, continuous positive airway pressure (CPAP), pendant mounted |  |  | 2 | ARCH-FFE | TRUE
FIHR-441 | BRACKET: mixer, oxygen and medical air, wall mounted | FIHR-084 | BRACKET: for oxygen and air mixer | 2 | ARCH-FFE | FALSE
FIHR-442 | BRACKET: mixer, oxygen and medical air, joinery mounted |  |  | 2 | ARCH-FFE | FALSE
FIHR-446 | BRACKET: mixer, oxygen and nitrous oxide, wall mounted |  |  | 2 | ARCH-FFE | FALSE
FIHR-447 | BRACKET: mixer, oxygen and nitrous oxide, joinery mounted |  |  | 2 | ARCH-FFE | FALSE
FIHR-481 | BRACKET: sling, arm support, ceiling mounted | MMGE-169 | SLING: arm, dynamic, ceiling mounted | 2 | ARCH-FFE | TRUE
FIRT-051 | TRACK: curtain, privacy |  |  | 1 | ARCH-FFE | TRUE
FIRT-051.01 | TRACK: curtain, privacy, straight | FIRT-031 | TRACK: curtain, privacy | 1 | ARCH-FFE | TRUE
FIRT-051.02 | TRACK: curtain, privacy, L-shaped | FIRT-032 | TRACK: curtain, privacy, L shaped | 1 | ARCH-FFE | TRUE
FIRT-051.03 | TRACK: curtain, privacy, U-shaped | FIRT-047 | TRACK: curtain, privacy, U shaped | 1 | ARCH-FFE | TRUE
FIRT-051.04 | TRACK: curtain, privacy, Z-shaped | FIRT-039 | TRACK: curtain, privacy, Z shaped, angled | 1 | ARCH-FFE | TRUE
FIRT-056 | TRACK: curtain, privacy, recessed/collapsible, anti-ligature |  |  | 1 | ARCH-FFE | FALSE
FIRT-056.01 | TRACK: curtain, privacy, recessed/collapsible, anti-ligature, straight |  |  | 1 | ARCH-FFE | FALSE
FIRT-056.02 | TRACK: curtain, privacy, recessed/collapsible, anti-ligature, L-shaped |  |  | 1 | ARCH-FFE | FALSE
FIRT-056.03 | TRACK: curtain, privacy, recessed/collapsible, anti-ligature, U-shaped |  |  | 1 | ARCH-FFE | FALSE
FIRT-056.04 | TRACK: curtain, privacy, recessed/collapsible, anti-ligature, Z-shaped |  |  | 1 | ARCH-FFE | FALSE
FIRT-061 | TRACK: curtain, shower |  |  | 1 | ARCH-FFE | TRUE
FIRT-061.01 | TRACK: curtain, shower, straight | FIRT-033 | TRACK: curtain, shower | 1 | ARCH-FFE | FALSE
FIRT-061.02 | TRACK: curtain, shower, L-shaped | FIRT-034 | TRACK: curtain, shower, 90 deg | 1 | ARCH-FFE | FALSE
FIRT-061.03 | TRACK: curtain, shower, U-shaped |  |  | 1 | ARCH-FFE | FALSE
FIRT-066 | TRACK: curtain, shower, recessed/collapsible, anti-ligature |  |  | 1 | ARCH-FFE | TRUE
FIRT-066.01 | TRACK: curtain, shower, recessed/collapsible, anti-ligature, straight |  |  | 1 | ARCH-FFE | FALSE
FIRT-066.02 | TRACK: curtain, shower, recessed/collapsible, anti-ligature, L-shaped |  |  | 1 | ARCH-FFE | FALSE
FIRT-066.03 | TRACK: curtain, shower, recessed/collapsible, anti-ligature, U-shaped |  |  | 1 | ARCH-FFE | FALSE
FIRT-071 | TRACK: curtain, window |  |  | 1 | ARCH-FFE | FALSE
FIRT-071.01 | TRACK: curtain, window, straight |  |  | 1 | ARCH-FFE | FALSE
FIRT-071.02 | TRACK: curtain, window, L-shape |  |  | 1 | ARCH-FFE | FALSE
FIRT-076 | TRACK: curtain, window, recessed/collapsable, anti-ligature |  |  | 1 | ARCH-FFE | FALSE
FIRT-076.01 | TRACK: curtain, window, recessed/collapsible, anti-ligature, straight | FIRT-035 | TRACK: curtain, window, collapsible, anti ligature | 1 | ARCH-FFE | FALSE
FIRT-076.02 | TRACK: curtain, window, recessed/collapsible, anti-ligature, L-shape |  |  | 1 | ARCH-FFE | FALSE
FIRT-076.03 | TRACK: curtain, window, recessed/collapsible, anti-ligature, U-shape |  |  | 1 | ARCH-FFE | FALSE
FIRT-091 | TRACK: IV, ceiling mounted |  |  | 1 | ARCH-FFE | TRUE
FIRT-091.01 | TRACK: IV, ceiling mounted, straight | FIRT-038 | TRACK: ceiling mounted, IV, straight | 1 | ARCH-FFE | FALSE
FIRT-091.02 | TRACK: IV, ceiling mounted, L-shape |  |  | 1 | ARCH-FFE | FALSE
FIRT-091.03 | TRACK: IV, ceiling mounted, U-shape | FIRT-020 | TRACK: ceiling mounted, IV | 1 | ARCH-FFE | FALSE
FIRT-091.04 | TRACK: IV, ceiling mounted, Z-shape |  |  | 1 | ARCH-FFE | FALSE
FIRT-091.05 | TRACK: IV, ceiling mounted, oval |  |  | 1 | ARCH-FFE | FALSE
FIRT-101 | GRAB RAIL: straight, horizontal | FIRT-005 | GRAB RAIL: stainless steel | 1 | ARCH-FFE | TRUE
FIRT-102 | GRAB RAIL: straight, horizontal, tamper proof, anti-ligature |  |  | 1 | ARCH-FFE | FALSE
FIRT-103 | GRAB RAIL: straight, vertical |  |  | 1 | ARCH-FFE | FALSE
FIRT-104 | GRAB RAIL: straight, vertical, tamper proof, anti-ligature |  |  | 1 | ARCH-FFE | FALSE
FIRT-105 | GRAB RAIL: 90 degree | FIRT-048 | GRAB RAIL: L-shaped | 1 | ARCH-FFE | FALSE
FIRT-106 | GRAB RAIL: 90 degree, wrap around corner |  |  | 1 | ARCH-FFE | FALSE
FIRT-107 | GRAB RAIL: 90 degree, tamper proof, anti-ligature |  |  | 1 | ARCH-FFE | FALSE
FIRT-111 | GRAB RAIL: 30 degree |  |  | 1 | ARCH-FFE | FALSE
FIRT-112 | GRAB RAIL: 30 degree, wrap around corner |  |  | 1 | ARCH-FFE | FALSE
FIRT-116 | GRAB RAIL: U-shaped, floor mounted | FIRT-046 | GRAB RAIL: stainless steel, freestanding | 1 | ARCH-FFE | FALSE
FIRT-117 | GRAB RAIL: L-shaped, floor and wall mounted |  |  | 1 | ARCH-FFE | FALSE
FIRT-121 | GRAB RAIL: toilet, straight, horizontal |  |  | 1 | ARCH-FFE | TRUE
FIRT-122 | GRAB RAIL: toilet, straight, horizontal, tamper proof, anti-ligature |  |  | 1 | ARCH-FFE | FALSE
FIRT-123 | GRAB RAIL: toilet, straight, vertical |  |  | 1 | ARCH-FFE | FALSE
FIRT-124 | GRAB RAIL: toilet, straight, vertical, tamper proof, anti-ligature |  |  | 1 | ARCH-FFE | TRUE
FIRT-125 | GRAB RAIL: toilet, 90 degree | FIRT-006 | GRAB RAIL: WC | 1 | ARCH-FFE | TRUE
FIRT-126 | GRAB RAIL: toilet, 90 degree, wrap around corner |  |  | 1 | ARCH-FFE | FALSE
FIRT-127 | GRAB RAIL: toilet, 90 degree, wrap around corner, with backrest |  |  | 1 | ARCH-FFE | FALSE
FIRT-128 | GRAB RAIL: toilet, 90 degree, tamper proof, anti-ligature |  |  | 1 | ARCH-FFE | FALSE
FIRT-131 | GRAB RAIL: toilet, 30 degree |  |  | 1 | ARCH-FFE | FALSE
FIRT-132 | GRAB RAIL: toilet, 30 degree, wrap around corner |  |  | 1 | ARCH-FFE | FALSE
FIRT-133 | GRAB RAIL: toilet, 30 degree, wrap around corner, with backrest |  |  | 1 | ARCH-FFE | FALSE
FIRT-136 | GRAB RAIL: toilet, drop down | FIRT-008 | GRAB RAIL: WC, hinged | 1 | ARCH-FFE | TRUE
FIRT-137 | GRAB RAIL: toilet, drop down, with holder for toilet roll |  |  | 1 | ARCH-FFE | TRUE
FIRT-138 | GRAB RAIL: toilet, drop down, with bracket for nurse call button |  |  | 1 | ARCH-FFE | TRUE
FIRT-141 | GRAB RAIL: toilet, drop down with folding leg |  |  | 1 | ARCH-FFE | FALSE
FIRT-142 | GRAB RAIL: toilet, drop down with folding leg, with holder for toilet roll |  |  | 1 | ARCH-FFE | TRUE
FIRT-143 | GRAB RAIL: toilet, drop down with folding leg, with bracket for nurse call button |  |  | 1 | ARCH-FFE | TRUE
FIRT-146 | BACK REST: toilet, accessible | FIGE-011 | BACKREST: accessible toilet | 1 | ARCH-FFE | TRUE
FIRT-151 | GRAB RAIL: shower, straight, horizontal | FIRT-003 | GRAB RAIL: shower, horizontal | 1 | ARCH-FFE | TRUE
FIRT-152 | GRAB RAIL: shower, straight, horizontal, tamper proof, anti-ligature |  |  | 1 | ARCH-FFE | FALSE
FIRT-153 | GRAB RAIL: shower, straight, vertical |  |  | 1 | ARCH-FFE | FALSE
FIRT-154 | GRAB RAIL: shower, straight, vertical, tamper proof, anti-ligature | FIRT-004 | GRAB RAIL: shower, anti ligature | 1 | ARCH-FFE | TRUE
FIRT-155 | GRAB RAIL: shower, 90 degree |  |  | 1 | ARCH-FFE | FALSE
FIRT-156 | GRAB RAIL: shower, 90 degree, wrap around corner |  |  | 1 | ARCH-FFE | FALSE
FIRT-157 | GRAB RAIL: shower, 90 degree, tamper proof, anti-ligature |  |  | 1 | ARCH-FFE | FALSE
FIRT-161 | GRAB RAIL: shower, 30 degree |  |  | 1 | ARCH-FFE | FALSE
FIRT-162 | GRAB RAIL: shower, 30 degree, wrap around corner |  |  | 1 | ARCH-FFE | FALSE
FIRT-166 | GRAB RAIL: shower, T-shaped, vertical and horizontal | FIRT-045 | GRAB RAIL: shower, horizontal and vertical | 1 | ARCH-FFE | FALSE
FIRT-167 | GRAB RAIL: shower, T-shaped, vertical and horizontal, wrap around corner |  |  | 1 | ARCH-FFE | FALSE
FIRT-171 | GRAB RAIL: bath, straight, horizontal | FIRT-001 | GRAB RAIL: bath | 1 | ARCH-FFE | FALSE
FIRT-173 | GRAB RAIL: bath, straight, vertical | FIRT-044 | GRAB RAIL: bath, vertical | 1 | ARCH-FFE | FALSE
FIRT-175 | GRAB RAIL: bath, 90 degree |  |  | 1 | ARCH-FFE | FALSE
FIRT-181 | GRAB RAIL: bath, 30 degree |  |  | 1 | ARCH-FFE | FALSE
FIRT-201 | RAIL: hand towel, wall mounted |  |  | 1 | ARCH-FFE | FALSE
FIRT-202 | RAIL: hand towel, joinery mounted |  |  | 2 | ARCH-FFE | FALSE
FIRT-206 | RAIL: towel, wall mounted | FIRT-016 | RAIL: towel | 1 | ARCH-FFE | FALSE
FIRT-207 | RAIL: towel, joinery mounted |  |  | 2 | ARCH-FFE | FALSE
FIRT-221 | RAIL: equipment charging, wall mounted horizontal | FIRT-043 | RAIL: equipment - horizontal | 1 | ARCH-FFE | FALSE
FIRT-222 | RAIL: equipment charging, wall mounted vertical | FIRT-012 | RAIL: equipment | 1 | ARCH-FFE | TRUE
FIRT-241 | RAIL: equipment, wall mounted, horizontal |  |  | 1 | ARCH-FFE | FALSE
FIRT-242 | RAIL: equipment, joinery mounted, horizontal |  |  | 1 | ARCH-FFE | FALSE
FIRT-243 | RAIL: equipment, wall mounted, vertical |  |  | 1 | ARCH-FFE | FALSE
FIRT-244 | RAIL: equipment, joinery mounted, vertical |  |  | 1 | ARCH-FFE | FALSE

## FL
Australasian Health Facility Guidelines
ICS DATA SHEET: FLOORS, FLOOR FINISHES AND SKIRTINGS (FL)
PENDING AUSHFG REVIT MODEL UPDATE
Item Code | Item Description | ICS v1.11 Item Code(s) | ICS v1.11 Item Description(s) | Budget Group | Responsibility | In use within Standard Components | AusHFG Revit Content: Family Name | AusHFG Revit Content: Type Name
FLCP-001 | FLOOR FINISH: carpet, broadloom | FLCP-002 | FLOOR FINISH: carpet, broadloom, 100 % wool | 1 | INDES | FALSE
FLCP-004 | FLOOR FINISH: carpet broadloom, decorative feature | FLCP-004 | FLOOR FINISH: carpet, broadloom, decorative feature, 90/10 wool/nylon | 1 | INDES | FALSE
FLCP-006 | FLOOR FINISH: carpet tiles | FLCP-006 | FLOOR FINISH: carpet, carpet tiles, 90/10 wool/nylon | 1 | INDES | TRUE
FLCP-009 | FLOOR FINISH: carpet tiles, decorative feature |  |  | 1 | INDES | FALSE
FLGE-001 | FLOOR FINISH: concrete, paint | FLGE-001 | FLOOR FINISH: concrete, paint, acrylic | 1 | INDES | FALSE
FLGE-002 | FLOOR FINISH: concrete, paving | FLGE-002 | FLOOR FINISH: concrete, paving, prefinished | 1 | INDES | FALSE
FLGE-003 | FLOOR FINISH: concrete, trowel finished, sealed | FLGE-003 | FLOOR FINISH: concrete, sealed, trowel | 1 | INDES | TRUE
FLGE-004 | FLOOR FINISH: concrete, epoxy coating | FLGE-004 | FLOOR FINISH: epoxy resin, coved | 1 | INDES | FALSE
FLGE-005 | FLOOR FINISH: concrete, polished |  |  | 1 | INDES | FALSE
FLGE-021 | FLOOR FINISH: terrazzo, standard slip resistance |  |  | 1 | INDES | FALSE
FLGE-031 | FLOOR FINISH: timber, solid, sealed, clear finish |  |  | 1 | INDES | FALSE
FLGE-036 | FLOOR FINISH: timber, engineered, sealed, clear finish |  |  | 1 | INDES | FALSE
FLGE-081 | FLOOR FINISH: entrance matting, recessed, indoor | FLGE-016 | FLOOR MAT: recessed, composite slip resistant | 1 | INDES | FALSE
FLGE-082 | FLOOR FINISH: entrance matting, bevelled edge, indoor |  |  | 1 | INDES | FALSE
FLGE-086 | FLOOR FINISH: entrance matting, recessed, outdoor |  |  | 1 | INDES | FALSE
FLGE-087 | FLOOR FINISH: entrance matting, bevelled edge, outdoor |  |  | 1 | INDES | FALSE
FLGE-091 | FLOOR FINISH: cool room panels, prefinished | FLGE-007 | FLOOR FINISH: metal, coolroom panels, prefinished | 1 | INDES | FALSE
FLGE-101 | TACTILE INDICATORS: warning, indoor |  |  | 1 | INDES | FALSE
FLGE-102 | TACTILE INDICATORS: warning, outdoor |  |  | 1 | INDES | FALSE
FLGE-106 | TACTILE INDICATORS: directional, indoor |  |  | 1 | INDES | FALSE
FLGE-107 | TACTILE INDICATORS: directional, outdoor |  |  | 1 | INDES | FALSE
FLGE-151 | SHOWER HOB: integrated with adjacent floor finish, vinyl | FLGE-019 | FLOOR HOB: Shower | 1 | INDES | FALSE
FLGE-152 | SHOWER HOB: integrated with adjacent floor finish, tiles |  |  | 1 | INDES | FALSE
FLSK-021 | SKIRTING: vinyl, integral with floor vinyl, coved | FLSK-010 | SKIRTING: vinyl, floor vinyl coved, 150H, prefinished | 1 | INDES | TRUE
FLSK-022 | SKIRTING: vinyl, integral with floor vinyl, coved, tamper proof, anti-ligature | FLSK-011 | SKIRTING: vinyl, floor vinyl coved, 150H, prefinished, anti ligature | 1 | INDES | TRUE
FLSK-026 | SKIRTING: vinyl, feather edge | FLSK-009 | SKIRTING: vinyl, feather edged, 150H, prefinished | 1 | INDES | TRUE
FLSK-031 | SKIRTING: aluminium, concealed fixing |  |  | 1 | INDES | FALSE
FLSK-032 | SKIRTING: aluminium, concealed fixing, ducted |  |  | 1 | INDES | FALSE
FLSK-041 | SKIRTING: composite board, prefinished |  |  | 1 | INDES | FALSE
FLSK-042 | SKIRTING: composite board, paint | FLSK-001 | SKIRTING: composite board, paint | 1 | INDES | FALSE
FLSK-043 | SKIRTING: composite board, paint, tamper proof |  |  | 1 | INDES | FALSE
FLSK-051 | SKIRTING: timber, clear finish | FLSK-006 | SKIRTING: timber, 150H, clear finish | 1 | INDES | FALSE
FLSK-052 | SKIRTING: timber, paint | FLSK-007 | SKIRTING: timber, 150H, paint | 1 | INDES | FALSE
FLSK-061 | SKIRTING: laminate, prefinished | FLSK-003 | SKIRTING: laminate, 150H, prefinished | 1 | INDES | FALSE
FLSK-071 | SKIRTING: tiles |  |  | 1 | INDES | FALSE
FLSK-072 | SKIRTING: tiles, to match floor tiles | FLSK-005 | SKIRTING: tiles, non-coved, to match floor tiles | 1 | INDES | FALSE
FLSK-073 | SKIRTING: tiles, to match floor tiles, coved | FLSK-004 | SKIRTING: tiles, coved, to match floor tiles | 1 | INDES | FALSE
FLSK-081 | SKIRTING: concrete, sealed, coved | FLSK-002 | SKIRTING: concrete, coved to 150 AFFL, sealed | 1 | INDES | TRUE
FLTI-001 | FLOOR FINISH: tiles, ceramic, standard slip resistance |  |  | 1 | INDES | FALSE
FLTI-002 | FLOOR FINISH: tiles, ceramic, non-slip |  |  | 1 | INDES | FALSE
FLTI-003 | FLOOR FINISH: tiles, ceramic, non-slip, safety |  |  | 1 | INDES | FALSE
FLTI-004 | FLOOR FINISH: tiles, ceramic, non-slip, wet area |  |  | 1 | INDES | FALSE
FLTI-005 | FLOOR FINISH: tiles, ceramic, non-slip, wet area, barefoot | FLGE-010 | FLOOR FINISH: tiles, ceramic, non-slip | 1 | INDES | FALSE
FLTI-011 | FLOOR FINISH: tiles, ceramic vitrified, standard slip resistance |  |  | 1 | INDES | FALSE
FLTI-012 | FLOOR FINISH: tiles, ceramic vitrified, non-slip |  |  | 1 | INDES | FALSE
FLTI-013 | FLOOR FINISH: tiles, ceramic vitrified, non-slip, safety |  |  | 1 | INDES | FALSE
FLTI-014 | FLOOR FINISH: tiles, ceramic vitrified, non-slip, wet area |  |  | 1 | INDES | FALSE
FLTI-015 | FLOOR FINISH: tiles, ceramic vitrified, non-slip, wet area, barefoot |  |  | 1 | INDES | FALSE
FLVY-101 | FLOOR FINISH: vinyl, seamless, standard slip resistance | FLVY-007 | FLOOR FINISH: vinyl, seamless, coved, standard slip resistant | 1 | INDES | TRUE
FLVY-102 | FLOOR FINISH: vinyl, seamless, standard slip resistance, cushioned | FLVY-002 | FLOOR FINISH: vinyl, seamless, coved, cushioned | 1 | INDES | TRUE
FLVY-103 | FLOOR FINISH: vinyl, seamless, standard slip resistance, static dissipative | FLVY-001 | FLOOR FINISH: vinyl, seamless, coved, anti-static | 1 | INDES | FALSE
FLVY-104 | FLOOR FINISH: vinyl, seamless, standard slip resistance, static conductive |  |  | 1 | INDES | FALSE
FLVY-111 | FLOOR FINISH: vinyl, seamless, non-slip | FLVY-003 | FLOOR FINISH: vinyl, seamless, coved, non slip | 1 | INDES | TRUE
FLVY-112 | FLOOR FINISH: vinyl, seamless, non-slip, safety | FLVY-004 | FLOOR FINISH: vinyl, seamless, coved, non-slip, safety | 1 | INDES | TRUE
FLVY-113 | FLOOR FINISH: vinyl, seamless, non-slip, wet area | FLVY-009 | FLOOR FINISH: vinyl, seamless, coved, wet area, non-slip | 1 | INDES | FALSE
FLVY-114 | FLOOR FINISH: vinyl, seamless, non-slip, wet area, barefoot | FLVY-005 | FLOOR FINISH: vinyl, seamless, coved, non slip, studded | 1 | INDES | TRUE
FLVY-121 | FLOOR FINISH: vinyl, seamless, inset, decorative feature |  |  | 1 | INDES | FALSE
FLVY-122 | FLOOR FINISH: vinyl, seamless, inset, distance markings | FLVY-010 | FLOOR FINISH: vinyl, seamless, inset floor markings | 1 | INDES | FALSE
FLVY-201 | FLOOR FINISH: linoleum, seamless, standard slip resistance | FLGE-006 | FLOOR FINISH: linoleum, coved, prefinished | 1 | INDES | FALSE
FLVY-202 | FLOOR FINISH: linoleum, seamless, standard slip resistance, cushioned |  |  | 1 | INDES | FALSE
FLVY-203 | FLOOR FINISH: linoleum, seamless, standard slip resistance, static dissipative |  |  | 1 | INDES | FALSE
FLVY-221 | FLOOR FINISH: linoleum, seamless, inset, decorative feature |  |  | 1 | INDES | FALSE
FLVY-222 | FLOOR FINISH: linoleum, seamless, inset, distance markings |  |  | 1 | INDES | FALSE
FLVY-301 | FLOOR FINISH: rubber, seamless, standard slip resistance |  |  | 1 | INDES | FALSE
FLVY-302 | FLOOR FINISH: rubber, seamless, standard slip resistance, cushioned |  |  | 1 | INDES | FALSE
FLVY-311 | FLOOR FINISH: rubber, seamless, non-slip |  |  | 1 | INDES | FALSE
FLVY-312 | FLOOR FINISH: rubber, seamless, non-slip, safety |  |  | 1 | INDES | FALSE
FLVY-313 | FLOOR FINISH: rubber, seamless, non-slip, wet area |  |  | 1 | INDES | FALSE
FLVY-314 | FLOOR FINISH: rubber, seamless, non-slip, wet area, barefoot |  |  | 1 | INDES | FALSE

## FQ
Australasian Health Facility Guidelines
ICS DATA SHEET: FURNITURE AND NON-MEDICAL EQUIPMENT (FQ)
PENDING AUSHFG REVIT MODEL UPDATE
Item Code | Item Description | ICS v1.11 Item Code(s) | ICS v1.11 Item Description(s) | Budget Group | Responsibility | In use within Standard Components | AusHFG Revit Content: Family Name | AusHFG Revit Content: Type Name
FQBS-061 | BED: domestic, single | FQBS-003 | BED: domestic, single | 3 | ARCH-FFE | FALSE
FQBS-062 | BED: domestic, king single |  |  | 3 | ARCH-FFE | FALSE
FQBS-063 | BED: domestic, double |  |  | 3 | ARCH-FFE | FALSE
FQBS-064 | BED: domestic, queen |  |  | 3 | ARCH-FFE | FALSE
FQBS-065 | BED: domestic, king |  |  | 3 | ARCH-FFE | FALSE
FQBS-069 | COT: domestic, infant | FQBS-036 | COT: neonatal | 3 | ARCH-FFE | FALSE
FQBS-071 | MATTRESS: domestic, single | FQBS-047; FQBS-048 | MATTRESS: foam; MATTRESS: inner spring | 3 | ARCH-FFE | FALSE
FQBS-072 | MATTRESS: domestic, king single |  |  | 3 | ARCH-FFE | FALSE
FQBS-073 | MATTRESS: domestic, double |  |  | 3 | ARCH-FFE | FALSE
FQBS-074 | MATTRESS: domestic, queen |  |  | 3 | ARCH-FFE | FALSE
FQBS-075 | MATTRESS: domestic, king |  |  | 3 | ARCH-FFE | FALSE
FQBS-079 | MATTRESS: cot, domestic, infant |  |  | 3 | ARCH-FFE | FALSE
FQBS-101 | CHAIR: visitor, clinical areas | FQBS-028 | CHAIR: visitor, clinical areas | 3 | ARCH-FFE | TRUE
FQBS-102 | CHAIR: visitor, clinical areas, bariatric | FQBS-027 | CHAIR: visitor, bariatric | 3 | ARCH-FFE | FALSE
FQBS-106 | CHAIR: visitor, office areas | FQBS-029 | CHAIR: visitor, office areas | 3 | ARCH-FFE | TRUE
FQBS-107 | CHAIR: visitor, office areas, bariatric |  |  | 3 | ARCH-FFE | FALSE
FQBS-111 | CHAIR: visitor, mental health |  |  | 3 | ARCH-FFE | TRUE
FQBS-112 | CHAIR: visitor, mental health, bariatric |  |  | 3 | ARCH-FFE | FALSE
FQBS-116 | CHAIR: visitor, waiting areas | FQBS-032 | CHAIR: waiting | 3 | ARCH-FFE | FALSE
FQBS-117 | CHAIR: visitor, waiting areas, bariatric |  |  | 3 | ARCH-FFE | FALSE
FQBS-121 | CHAIR: visitor, waiting areas, mental health | FQBS-056 | CHAIR: tub, mental health | 3 | ARCH-FFE | FALSE
FQBS-122 | CHAIR: visitor, waiting areas, mental health, bariatric |  |  | 3 | ARCH-FFE | FALSE
FQBS-131 | CHAIR: visitor, outdoor | FQBS-021 | CHAIR: outdoor | 3 | ARCH-FFE | FALSE
FQBS-132 | CHAIR: visitor, outdoor, bariatric |  |  | 3 | ARCH-FFE | FALSE
FQBS-141 | CHAIR: meeting room | FQBS-017 | CHAIR: meeting room | 3 | ARCH-FFE | FALSE
FQBS-142 | CHAIR: meeting room, stackable | FQBS-059 | CHAIR: meeting room, stackable | 3 | ARCH-FFE | TRUE
FQBS-151 | CHAIR: dining areas | FQBS-015 | CHAIR: dining | 3 | ARCH-FFE | FALSE
FQBS-152 | CHAIR: dining areas, bariatric |  |  | 3 | ARCH-FFE | FALSE
FQBS-153 | CHAIR: dining areas, stackable |  |  | 3 | ARCH-FFE | FALSE
FQBS-154 | CHAIR: dining areas, child high chair |  |  | 3 | ARCH-FFE | FALSE
FQBS-161 | CHAIR: play areas, child | FQBS-012 | CHAIR: child | 3 | ARCH-FFE | FALSE
FQBS-162 | CHAIR: play areas, beanbag | FQBS-011 | CHAIR: bean bag | 3 | ARCH-FFE | FALSE
FQBS-171 | CHAIR: office, ergonomic | FQBS-018 | CHAIR: office, ergonomic | 3 | ARCH-FFE | TRUE
FQBS-172 | CHAIR: office, ergonomic, high | FQBS-019 | CHAIR: office, ergonomic, high | 3 | ARCH-FFE | TRUE
FQBS-202 | STOOL: clinical areas, mobile | FQBS-051 | STOOL: mobile, adj height | 3 | ARCH-FFE | TRUE
FQBS-203 | STOOL: clinical areas, mobile, high | FQBS-052 | STOOL: mobile, high, adj height | 3 | ARCH-FFE | TRUE
FQBS-206 | STOOL: office areas, mobile |  |  | 3 | ARCH-FFE | FALSE
FQBS-207 | STOOL: office areas, mobile, high |  |  | 3 | ARCH-FFE | FALSE
FQBS-221 | STOOL: dining areas, bar height | FQBS-050 | STOOL: bar, loose | 3 | ARCH-FFE | FALSE
FQBS-222 | STOOL: dining areas, counter height |  |  | 3 | ARCH-FFE | FALSE
FQBS-251 | ARMCHAIR: visitor, clinical areas | FQBS-009; FQBS-010 | CHAIR: armchair; CHAIR: armchair | 3 | ARCH-FFE | FALSE
FQBS-256 | ARMCHAIR: visitor, office areas |  |  | 3 | ARCH-FFE | FALSE
FQBS-261 | ARMCHAIR: visitor, waiting areas |  |  | 3 | ARCH-FFE | FALSE
FQBS-281 | RECLINER: visitor, clinical areas | FQBS-022 | CHAIR: recliner, clinical | 3 | ARCH-FFE | FALSE
FQBS-282 | RECLINER: visitor, clinical areas, fold out bed | FQBS-055 | CHAIR: overnight fold out | 3 | ARCH-FFE | TRUE
FQBS-283 | RECLINER: visitor, clinical areas, lay flat | FQBS-055 | CHAIR: overnight fold out | 3 | ARCH-FFE | FALSE
FQBS-284 | RECLINER: visitor, clinical areas, lay flat, kangaroo care | FQBS-055 | CHAIR: overnight fold out | 3 | ARCH-FFE | TRUE
FQBS-301 | BEAM SEATING: visitor, waiting areas, 2 seats |  |  | 3 | ARCH-FFE | FALSE
FQBS-302 | BEAM SEATING: visitor, waiting areas, 3 seats |  |  | 3 | ARCH-FFE | FALSE
FQBS-303 | BEAM SEATING: visitor, waiting areas, 4 seats |  |  | 3 | ARCH-FFE | FALSE
FQBS-304 | BEAM SEATING: visitor, waiting areas, 5 seats |  |  | 3 | ARCH-FFE | FALSE
FQBS-321 | BENCH SEAT: freestanding, indoor | FQBS-007 | BENCH SEAT: freestanding, indoor | 3 | ARCH-FFE | FALSE
FQBS-322 | BENCH SEAT: freestanding, indoor, wet area |  |  | 3 | ARCH-FFE | FALSE
FQBS-326 | BENCH SEAT: freestanding, outdoor |  |  | 3 | ARCH-FFE | FALSE
FQBS-351 | LOUNGE: 1 seat | FQBS-039; FQBS-040 | LOUNGE: 1 seat; LOUNGE: 1 seat, foam material | 3 | ARCH-FFE | TRUE
FQBS-352 | LOUNGE: 2 seat | FQBS-042; FQBS-043; FQBS-044; FQBS-042; FQBS-043; FQBS-044 | LOUNGE: 2 seat, 1200 wide; LOUNGE: 2 seat, 1600 wide; LOUNGE: 2 seat, sofa bed; LOUNGE: 2 seat, 1200 wide; LOUNGE: 2 seat, 1600 wide; LOUNGE: 2 seat, sofa bed | 3 | ARCH-FFE | TRUE
FQBS-353 | LOUNGE: 3 seat | FQBS-045 | LOUNGE: 3 seat | 3 | ARCH-FFE | FALSE
FQBS-354 | LOUNGE: ottoman | FQBS-054 | STOOL: ottoman | 3 | ARCH-FFE | TRUE
FQBS-356 | LOUNGE: modular | FQBS-046 | LOUNGE: modular | 3 | ARCH-FFE | FALSE
FQBS-371 | SOFA BED: 1 seat |  |  | 3 | ARCH-FFE | FALSE
FQBS-372 | SOFA BED: 2 seat |  |  | 3 | ARCH-FFE | FALSE
FQBS-373 | SOFA BED: 3 seat |  |  | 3 | ARCH-FFE | FALSE
FQCA-001 | BAIN MARIE: fixed |  |  | 1 | ARCH-FFE | FALSE
FQCA-002 | BAIN MARIE: mobile |  |  | 1 | ARCH-FFE | FALSE
FQCA-021 | DISPLAY UNIT: food, heated |  |  | 1 | ARCH-FFE | FALSE
FQCA-022 | DISPLAY UNIT: food, refrigerated |  |  | 1 | ARCH-FFE | FALSE
FQCA-023 | DISPLAY UNIT: food, refrigerated, sandwich preparation |  |  | 1 | ARCH-FFE | FALSE
FQCA-082 | TROLLEY: food delivery, hot/cold | FQCA-082 | TROLLEY: food delivery, hot/cold | 3 | ARCH-FFE | FALSE
FQCA-084 | TROLLEY: food delivery, rethermalisation | FQCA-084 | TROLLEY: food, rethemalisation | 3 | ARCH-FFE | FALSE
FQCA-091 | TROLLEY: cool room | FQSM-024 | TROLLEY: coolroom | 3 | ARCH-FFE | FALSE
FQCA-096 | TROLLEY: beverage delivery | FQSM-019 | TROLLEY: beverage | 3 | ARCH-FFE | FALSE
FQCA-098 | TROLLEY: clean plates/cutlery | FQSM-025 | TROLLEY: cutlery | 3 | ARCH-FFE | FALSE
FQCA-099 | TROLLEY: dirty plates/cutlery | FQSM-027 | TROLLEY: dishes | 3 | ARCH-FFE | FALSE
FQCA-101 | APPLIANCE: microwave, benchtop, domestic |  |  | 3 | ARCH-FFE | FALSE
FQCA-106 | APPLIANCE: microwave, benchtop, commercial |  |  | 3 | ARCH-FFE | FALSE
FQCA-111 | APPLIANCE: convection oven, benchtop, domestic |  |  | 3 | ARCH-FFE | FALSE
FQCA-116 | APPLIANCE: convection oven, benchtop, commercial |  |  | 3 | ARCH-FFE | FALSE
FQCA-121 | APPLIANCE: toaster, benchtop, domestic |  |  | 3 | ARCH-FFE | FALSE
FQCA-126 | APPLIANCE: toaster, benchtop, commercial |  |  | 3 | ARCH-FFE | FALSE
FQCA-127 | APPLIANCE: toaster, benchtop, commercial, conveyor |  |  | 3 | ARCH-FFE | FALSE
FQCA-131 | APPLIANCE: sandwich press, benchtop, domestic |  |  | 3 | ARCH-FFE | FALSE
FQCA-141 | APPLIANCE: kettle, electric, benchtop, domestic |  |  | 3 | ARCH-FFE | FALSE
FQCA-151 | APPLIANCE: juicer, benchtop, domestic |  |  | 3 | ARCH-FFE | FALSE
FQCA-156 | APPLIANCE: juicer, benchtop, commercial |  |  | 3 | ARCH-FFE | FALSE
FQCA-161 | APPLIANCE: food processor, benchtop, domestic |  |  | 3 | ARCH-FFE | FALSE
FQCA-166 | APPLIANCE: food processor, benchtop, commercial |  |  | 3 | ARCH-FFE | FALSE
FQCA-171 | APPLIANCE: stand mixer, benchtop, domestic |  |  | 3 | ARCH-FFE | FALSE
FQCA-176 | APPLIANCE: stand mixer, benchtop, commercial |  |  | 3 | ARCH-FFE | FALSE
FQCA-181 | APPLIANCE: blender, benchtop, domestic |  |  | 3 | ARCH-FFE | FALSE
FQCA-186 | APPLIANCE: blender, benchtop, commercial |  |  | 3 | ARCH-FFE | FALSE
FQCA-191 | APPLIANCE: milkshake mixer, benchtop, domestic |  |  | 3 | ARCH-FFE | FALSE
FQCA-196 | APPLIANCE: milkshake mixer, benchtop, commercial |  |  | 3 | ARCH-FFE | FALSE
FQCA-201 | APPLIANCE: slicer, benchtop, domestic |  |  | 3 | ARCH-FFE | FALSE
FQCA-206 | APPLIANCE: slicer, benchtop, commercial |  |  | 3 | ARCH-FFE | FALSE
FQCA-211 | APPLIANCE: bottle warmer, benchtop, domestic |  |  | 3 | ARCH-FFE | TRUE
FQCA-221 | APPLIANCE: coffee machine, benchtop, domestic |  |  | 3 | ARCH-FFE | FALSE
FQCA-226 | APPLIANCE: coffee machine, benchtop, commercial |  |  | 3 | ARCH-FFE | FALSE
FQCA-231 | ICE MACHINE: commercial, benchtop |  |  | 3 | ARCH-FFE | FALSE
FQCA-232 | ICE MACHINE: commercial, under bench |  |  | 3 | ARCH-FFE | FALSE
FQCA-233 | ICE MACHINE: commercial, tall |  |  | 3 | ARCH-FFE | FALSE
FQCA-241 | BEVERAGE DISPENSER: chilled beverages, benchtop |  |  | 3 | ARCH-FFE | FALSE
FQCA-242 | BEVERAGE DISPENSER: chilled beverages and ice, benchtop |  |  | 3 | ARCH-FFE | FALSE
FQCA-243 | BEVERAGE DISPENSER: hot beverages, benchtop |  |  | 3 | ARCH-FFE | FALSE
FQCA-251 | DISHWASHER: domestic |  |  | 1 | ARCH-FFE | FALSE
FQCA-256 | DISHWASHER: commercial |  |  | 1 | ARCH-FFE | FALSE
FQCA-257 | DISHWASHER: commercial, tunnel |  |  | 1 | ARCH-FFE | FALSE
FQCA-258 | DISHWASHER: commercial, pot/utensil |  |  | 1 | ARCH-FFE | FALSE
FQCA-261 | COOKTOP: gas, domestic |  |  | 1 | ARCH-FFE | FALSE
FQCA-266 | COOKTOP: gas, commercial |  |  | 1 | ARCH-FFE | FALSE
FQCA-271 | COOKTOP: electric, domestic |  |  | 1 | ARCH-FFE | FALSE
FQCA-272 | COOKTOP: electric, induction, domestic |  |  | 1 | ARCH-FFE | FALSE
FQCA-276 | COOKTOP: electric, commercial |  |  | 1 | ARCH-FFE | FALSE
FQCA-277 | COOKTOP: electric, induction, commercial |  |  | 1 | ARCH-FFE | FALSE
FQCA-281 | RANGE: gas, domestic |  |  | 1 | ARCH-FFE | FALSE
FQCA-286 | RANGE: gas, commercial |  |  | 1 | ARCH-FFE | FALSE
FQCA-291 | RANGE: electric, domestic |  |  | 1 | ARCH-FFE | FALSE
FQCA-292 | RANGE: electric, induction, domestic |  |  | 1 | ARCH-FFE | FALSE
FQCA-296 | RANGE: electric, commercial |  |  | 1 | ARCH-FFE | FALSE
FQCA-297 | RANGE: electric, induction, commercial |  |  | 1 | ARCH-FFE | FALSE
FQCA-301 | BRATT PAN: gas, commercial |  |  | 1 | ARCH-FFE | FALSE
FQCA-306 | BRATT PAN: electric, commercial |  |  | 1 | ARCH-FFE | FALSE
FQCA-311 | RANGEHOOD: gas, domestic |  |  | 1 | ARCH-FFE | FALSE
FQCA-316 | RANGEHOOD: gas, commercial |  |  | 1 | ARCH-FFE | FALSE
FQCA-321 | RANGEHOOD: electric, domestic |  |  | 1 | ARCH-FFE | FALSE
FQCA-326 | RANGEHOOD: electric, commercial |  |  | 1 | ARCH-FFE | FALSE
FQCA-331 | OVEN: gas, domestic |  |  | 1 | ARCH-FFE | FALSE
FQCA-336 | OVEN: gas, commercial |  |  | 1 | ARCH-FFE | FALSE
FQCA-337 | OVEN: gas, commercial, combination convection and steam |  |  | 1 | ARCH-FFE | FALSE
FQCA-341 | OVEN: electric, domestic |  |  | 1 | ARCH-FFE | FALSE
FQCA-346 | OVEN: electric, commercial |  |  | 1 | ARCH-FFE | FALSE
FQCA-347 | OVEN: electric, commercial, combination convection and steam |  |  | 1 | ARCH-FFE | FALSE
FQCA-351 | GRILL: gas, domestic |  |  | 1 | ARCH-FFE | FALSE
FQCA-356 | GRILL: gas, commercial |  |  | 1 | ARCH-FFE | FALSE
FQCA-357 | GRILL: gas, commercial, salamander |  |  | 1 | ARCH-FFE | FALSE
FQCA-361 | GRILL: electric, domestic |  |  | 1 | ARCH-FFE | FALSE
FQCA-366 | GRILL: electric, commercial |  |  | 1 | ARCH-FFE | FALSE
FQCA-367 | GRILL: electric, commercial, salamander |  |  | 1 | ARCH-FFE | FALSE
FQCA-368 | GRILL: electric, commercial, contact |  |  | 1 | ARCH-FFE | FALSE
FQCA-376 | DEEP FRYER: gas, commercial, floor standing |  |  | 1 | ARCH-FFE | FALSE
FQCA-377 | DEEP FRYER: gas, commercial, benchtop |  |  | 3 | ARCH-FFE | FALSE
FQCA-386 | DEEP FRYER: electric, commercial, floor standing |  |  | 1 | ARCH-FFE | FALSE
FQCA-387 | DEEP FRYER: electric, commercial, benchtop |  |  | 3 | ARCH-FFE | FALSE
FQCA-396 | TILT KETTLE: commercial, benchtop |  |  | 3 | ARCH-FFE | FALSE
FQCA-397 | TILT KETTLE: commercial, floor standing |  |  | 3 | ARCH-FFE | FALSE
FQCA-401 | FRIDGE: domestic, 120L nom, single door, under bench |  |  | 3 | ARCH-FFE | TRUE
FQCA-402 | FRIDGE: domestic, 300L nom, single door |  |  | 3 | ARCH-FFE | FALSE
FQCA-403 | FRIDGE: domestic, 500L nom, single door |  |  | 3 | ARCH-FFE | FALSE
FQCA-404 | FRIDGE: domestic, 1000L nom, double door |  |  | 3 | ARCH-FFE | FALSE
FQCA-411 | FRIDGE: domestic, with freezer, 120L nom, single door, under bench |  |  | 3 | ARCH-FFE | FALSE
FQCA-412 | FRIDGE: domestic, with freezer, 300L nom, single door |  |  | 3 | ARCH-FFE | FALSE
FQCA-413 | FRIDGE: domestic, with freezer, 500L nom, single door |  |  | 3 | ARCH-FFE | FALSE
FQCA-414 | FRIDGE: domestic, with freezer, 1000L nom, double door |  |  | 3 | ARCH-FFE | FALSE
FQCA-421 | FRIDGE: commercial, 120L nom, single door, under bench |  |  | 3 | ARCH-FFE | FALSE
FQCA-422 | FRIDGE: commercial, 300L nom, single door |  |  | 3 | ARCH-FFE | FALSE
FQCA-423 | FRIDGE: commercial, 500L nom, single door |  |  | 3 | ARCH-FFE | FALSE
FQCA-424 | FRIDGE: commercial, 1000L nom, double door |  |  | 3 | ARCH-FFE | FALSE
FQCA-431 | FRIDGE: commercial, with freezer, 120L nom, single door, under bench |  |  | 3 | ARCH-FFE | FALSE
FQCA-432 | FRIDGE: commercial, with freezer, 300L nom, single door |  |  | 3 | ARCH-FFE | FALSE
FQCA-433 | FRIDGE: commercial, with freezer, 500L nom, single door |  |  | 3 | ARCH-FFE | FALSE
FQCA-434 | FRIDGE: commercial, with freezer, 1000L nom, double door |  |  | 3 | ARCH-FFE | FALSE
FQCA-441 | BLAST CHILLER: commercial, 5 shelves |  |  | 3 | ARCH-FFE | FALSE
FQCA-442 | BLAST CHILLER: commercial, 10 shelves |  |  | 3 | ARCH-FFE | FALSE
FQCA-443 | BLAST CHILLER: commercial, 15 shelves |  |  | 3 | ARCH-FFE | FALSE
FQCA-444 | BLAST CHILLER: commercial, for trolley |  |  | 3 | ARCH-FFE | FALSE
FQCA-451 | FREEZER: domestic, 120L nom, single door, under bench |  |  | 3 | ARCH-FFE | FALSE
FQCA-452 | FREEZER: domestic, 250L nom, single door |  |  | 3 | ARCH-FFE | FALSE
FQCA-461 | FREEZER: commercial, 120L nom, single door, under bench |  |  | 3 | ARCH-FFE | FALSE
FQCA-462 | FREEZER: commercial, 250L nom, single door |  |  | 3 | ARCH-FFE | FALSE
FQCA-463 | FREEZER: commercial, 500L nom, single door |  |  | 3 | ARCH-FFE | FALSE
FQCA-464 | FREEZER: commercial, 1000L nom, double door |  |  | 3 | ARCH-FFE | FALSE
FQCA-471 | FREEZER: commercial, 200L nom, chest |  |  | 3 | ARCH-FFE | FALSE
FQCA-481 | PLATE DISPENSER: heated, built-in |  |  | 1 | ARCH-FFE | FALSE
FQCA-482 | PLATE DISPENSER: heated, mobile |  |  | 3 | ARCH-FFE | FALSE
FQCA-486 | PLATE DISPENSER: ambient, built-in |  |  | 1 | ARCH-FFE | FALSE
FQCA-487 | PLATE DISPENSER: ambient, mobile |  |  | 3 | ARCH-FFE | FALSE
FQCA-491 | CONVEYOR: plating, built-in |  |  | 1 | ARCH-FFE | FALSE
FQCA-492 | CONVEYOR: plating, mobile |  |  | 3 | ARCH-FFE | FALSE
FQCL-001 | FLOOR CLEANER: carpet shampooer | FQCW-046 | CLEANER: carpet, shampooer | 3 | ARCH-FFE | FALSE
FQCL-006 | FLOOR CLEANER: polisher | FQCW-059 | POLISHER: floor, scrubber | 3 | ARCH-FFE | FALSE
FQCL-011 | FLOOR CLEANER: steam | FQCW-048 | CLEANER: steam | 3 | ARCH-FFE | FALSE
FQCL-016 | FLOOR CLEANER: steam, pressure | FQCW-048 | CLEANER: steam | 3 | ARCH-FFE | FALSE
FQCL-021 | FLOOR CLEANER: floor scrubber, push |  |  | 3 | ARCH-FFE | FALSE
FQCL-022 | FLOOR CLEANER: floor scrubber, walk-behind | FQCW-047 | CLEANER: scrubber, floor | 3 | ARCH-FFE | FALSE
FQCL-023 | FLOOR CLEANER: floor scrubber, step-on |  |  | 3 | ARCH-FFE | FALSE
FQCL-024 | FLOOR CLEANER: floor scrubber, ride-on |  |  | 3 | ARCH-FFE | FALSE
FQCL-031 | VACUUM: domestic |  |  | 3 | ARCH-FFE | FALSE
FQCL-032 | VACUUM: commercial | FQCW-050 | CLEANER: vacuum, commercial | 3 | ARCH-FFE | FALSE
FQCL-033 | VACUUM: wet and dry | FQCW-051 | CLEANER: vacuum, wet and dry | 3 | ARCH-FFE | FALSE
FQCL-041 | TROLLEY: cleaner | FQSM-021 | TROLLEY: cleaner | 3 | ARCH-FFE | FALSE
FQCL-051 | BUCKET: cleaner | FQCW-045 | BUCKET: cleaner | 3 | ARCH-FFE | FALSE
FQCL-052 | BUCKET: cleaner, mopping |  |  | 3 | ARCH-FFE | TRUE
FQCL-053 | BUCKET: cleaner, mopping, with ringer |  |  | 3 | ARCH-FFE | FALSE
FQCL-056 | BUCKET: cleaner, mop head charging |  |  | 3 | ARCH-FFE | FALSE
FQCL-061 | CADDY: cleaning tools and supplies |  |  | 3 | ARCH-FFE | FALSE
FQCL-101 | WASHING MACHINE: laundry, domestic, front loading | FQCW-063 | MACHINE: washing, domestic, front loading | 3 | ARCH-FFE | TRUE
FQCL-102 | WASHING MACHINE: laundry, domestic, top loading | FQCW-056 | MACHINE: washing, domestic | 3 | ARCH-FFE | FALSE
FQCL-106 | WASHING MACHINE: laundry, industrial | FQCW-057 | MACHINE: washing, industrial | 3 | ARCH-FFE | FALSE
FQCL-111 | DRYER: laundry, domestic | FQGE-015 | DRYER: clothes, domestic | 3 | ARCH-FFE | TRUE
FQCL-116 | DRYER: laundry, industrial | FQGE-016 | DRYER: clothes, industrial | 3 | ARCH-FFE | FALSE
FQCL-121 | PLINTH: washing machine, domestic | MMAH-039 | PLINTH: laundry | 3 | ARCH-FFE | TRUE
FQCL-122 | PLINTH: washing machine, domestic, with drawer |  |  | 3 | ARCH-FFE | FALSE
FQCL-126 | PLINTH: washing machine, industrial |  |  | 3 | ARCH-FFE | FALSE
FQCL-131 | PLINTH: dryer, domestic | MMAH-039 | PLINTH: laundry | 3 | ARCH-FFE | TRUE
FQCL-132 | PLINTH: dryer, domestic, with drawer |  |  | 3 | ARCH-FFE | FALSE
FQCL-136 | PLINTH: dryer, industrial |  |  | 3 | ARCH-FFE | FALSE
FQCL-141 | STACKING KIT: washing machine and dryer, domestic |  |  | 3 | ARCH-FFE | TRUE
FQCL-146 | STACKING KIT: washing machine and dryer, industrial |  |  | 3 | ARCH-FFE | FALSE
FQCL-152 | APPLIANCE: iron, laundry, electric, domestic |  |  | 3 | ARCH-FFE | FALSE
FQCL-153 | APPLIANCE: steam iron, laundry, electric, domestic |  |  | 3 | ARCH-FFE | FALSE
FQCL-161 | IRONING BOARD: laundry, folding, mobile |  |  | 3 | ARCH-FFE | FALSE
FQCL-162 | IRONING BOARD: laundry, folding, wall mounted |  |  | 1 | ARCH-FFE | FALSE
FQCL-171 | DRYING RACK: laundry, folding, mobile | FQSM-011 | RACK: drying, clothes, mobile | 3 | ARCH-FFE | FALSE
FQCL-172 | DRYING RACK: laundry, folding, wall mounted |  |  | 1 | ARCH-FFE | FALSE
FQCL-181 | BASKET: laundry | FQSM-001 | BASKET: laundry | 3 | ARCH-FFE | FALSE
FQCL-186 | TROLLEY: laundry basket | FQSM-030 | TROLLEY: laundry, basket | 3 | ARCH-FFE | FALSE
FQCL-191 | TROLLEY: laundry tub skip, 350L | FQSM-031 | TROLLEY: poly bins | 3 | ARCH-FFE | FALSE
FQCL-192 | TROLLEY: laundry tub skip, 450L |  |  | 3 | ARCH-FFE | FALSE
FQCL-193 | TROLLEY: laundry tub skip, 650L |  |  | 3 | ARCH-FFE | FALSE
FQCL-211 | LINEN CARRIER: dirty, single skip | MMGE-048 | LINEN CARRIER: dirty, single | 3 | ARCH-FFE | TRUE
FQCL-212 | LINEN CARRIER: dirty, single skip, with foot pedal operated lid |  |  | 3 | ARCH-FFE | FALSE
FQCL-221 | LINEN CARRIER: dirty, double skip |  |  | 3 | ARCH-FFE | FALSE
FQCL-222 | LINEN CARRIER: dirty, double skip, with foot pedal operated lids |  |  | 3 | ARCH-FFE | FALSE
FQCL-231 | LINEN CARRIER: dirty, triple skip |  |  | 3 | ARCH-FFE | FALSE
FQCL-232 | LINEN CARRIER: dirty, triple skip, with foot pedal operated lids |  |  | 3 | ARCH-FFE | FALSE
FQCL-251 | TROLLEY: clean linen, small | MMGE-110 | TROLLEY: clean linen, small | 3 | ARCH-FFE | FALSE
FQCL-252 | TROLLEY: clean linen, medium |  |  | 3 | ARCH-FFE | FALSE
FQCL-253 | TROLLEY: clean linen, large | MMGE-109 | TROLLEY: clean linen | 3 | ARCH-FFE | FALSE
FQCL-271 | TROLLEY: dirty linen collection, small |  |  | 3 | ARCH-FFE | FALSE
FQCL-272 | TROLLEY: dirty linen collection, medium |  |  | 3 | ARCH-FFE | FALSE
FQCL-273 | TROLLEY: dirty linen collection, large | MMGE-143 | TROLLEY: soiled linen collection | 3 | ARCH-FFE | FALSE
FQDW-081 | WORKSTATION SYSTEM: partition | FQDW-036 | PARTITION: workstation system | 3 | ARCH-FFE | FALSE
FQDW-082 | WORKSTATION SYSTEM: partition, acoustic | FQDW-043 | PARTITION: workstation system, acoustic | 3 | ARCH-FFE | TRUE
FQDW-086 | WORKSTATION SYSTEM: privacy divider |  |  | 3 | ARCH-FFE | FALSE
FQDW-087 | WORKSTATION SYSTEM: privacy divider, acoustic |  |  | 3 | ARCH-FFE | FALSE
FQDW-091 | WORKSTATION SYSTEM: modesty panel |  |  | 3 | ARCH-FFE | FALSE
FQDW-096 | WORKSTATION SYSTEM: shelf, partition mounted | FQDW-010 | SHELF: workstation system | 3 | ARCH-FFE | FALSE
FQDW-101 | WORKSTATION: straight, fixed height, 720H, 600D |  |  | 3 | ARCH-FFE | FALSE
FQDW-101.01 | WORKSTATION: straight, fixed height, 720H, 600D x 1000W |  |  | 3 | ARCH-FFE | FALSE
FQDW-101.02 | WORKSTATION: straight, fixed height, 720H, 600D x 1200W |  |  | 3 | ARCH-FFE | FALSE
FQDW-101.03 | WORKSTATION: straight, fixed height, 720H, 600D x 1500W |  |  | 3 | ARCH-FFE | FALSE
FQDW-101.04 | WORKSTATION: straight, fixed height, 720H, 600D x 1600W |  |  | 3 | ARCH-FFE | FALSE
FQDW-101.05 | WORKSTATION: straight, fixed height, 720H, 600D x 1800W |  |  | 3 | ARCH-FFE | FALSE
FQDW-101.06 | WORKSTATION: straight, fixed height, 720H, 600D x 2100W |  |  | 3 | ARCH-FFE | FALSE
FQDW-101.07 | WORKSTATION: straight, fixed height, 720H, 600D x 2200W |  |  | 3 | ARCH-FFE | FALSE
FQDW-101.08 | WORKSTATION: straight, fixed height, 720H, 600D x 2300W |  |  | 3 | ARCH-FFE | FALSE
FQDW-101.09 | WORKSTATION: straight, fixed height, 720H, 600D x 2400W |  |  | 3 | ARCH-FFE | FALSE
FQDW-102 | WORKSTATION: straight, fixed height, 720H, 650D |  |  | 3 | ARCH-FFE | FALSE
FQDW-102.01 | WORKSTATION: straight, fixed height, 720H, 650D x 1000W |  |  | 3 | ARCH-FFE | FALSE
FQDW-102.02 | WORKSTATION: straight, fixed height, 720H, 650D x 1200W |  |  | 3 | ARCH-FFE | FALSE
FQDW-102.03 | WORKSTATION: straight, fixed height, 720H, 650D x 1500W |  |  | 3 | ARCH-FFE | FALSE
FQDW-102.04 | WORKSTATION: straight, fixed height, 720H, 650D x 1600W |  |  | 3 | ARCH-FFE | FALSE
FQDW-102.05 | WORKSTATION: straight, fixed height, 720H, 650D x 1800W |  |  | 3 | ARCH-FFE | FALSE
FQDW-102.06 | WORKSTATION: straight, fixed height, 720H, 650D x 2100W |  |  | 3 | ARCH-FFE | FALSE
FQDW-102.07 | WORKSTATION: straight, fixed height, 720H, 650D x 2200W |  |  | 3 | ARCH-FFE | FALSE
FQDW-102.08 | WORKSTATION: straight, fixed height, 720H, 650D x 2300W |  |  | 3 | ARCH-FFE | FALSE
FQDW-102.09 | WORKSTATION: straight, fixed height, 720H, 650D x 2400W |  |  | 3 | ARCH-FFE | FALSE
FQDW-103 | WORKSTATION: straight, fixed height, 720H, 700D |  |  | 3 | ARCH-FFE | FALSE
FQDW-103.01 | WORKSTATION: straight, fixed height, 720H, 700D x 1000W |  |  | 3 | ARCH-FFE | FALSE
FQDW-103.02 | WORKSTATION: straight, fixed height, 720H, 700D x 1200W |  |  | 3 | ARCH-FFE | FALSE
FQDW-103.03 | WORKSTATION: straight, fixed height, 720H, 700D x 1500W |  |  | 3 | ARCH-FFE | FALSE
FQDW-103.04 | WORKSTATION: straight, fixed height, 720H, 700D x 1600W |  |  | 3 | ARCH-FFE | FALSE
FQDW-103.05 | WORKSTATION: straight, fixed height, 720H, 700D x 1800W |  |  | 3 | ARCH-FFE | FALSE
FQDW-103.06 | WORKSTATION: straight, fixed height, 720H, 700D x 2100W |  |  | 3 | ARCH-FFE | FALSE
FQDW-103.07 | WORKSTATION: straight, fixed height, 720H, 700D x 2200W |  |  | 3 | ARCH-FFE | FALSE
FQDW-103.08 | WORKSTATION: straight, fixed height, 720H, 700D x 2300W |  |  | 3 | ARCH-FFE | FALSE
FQDW-103.09 | WORKSTATION: straight, fixed height, 720H, 700D x 2400W |  |  | 3 | ARCH-FFE | FALSE
FQDW-104 | WORKSTATION: straight, fixed height, 720H, 750D |  |  | 3 | ARCH-FFE | FALSE
FQDW-104.01 | WORKSTATION: straight, fixed height, 720H, 750D x 1000W |  |  | 3 | ARCH-FFE | FALSE
FQDW-104.02 | WORKSTATION: straight, fixed height, 720H, 750D x 1200W | FQDW-040 | DESK: fixed height, 1200W x 750D x 720H | 3 | ARCH-FFE | TRUE
FQDW-104.03 | WORKSTATION: straight, fixed height, 720H, 750D x 1500W |  |  | 3 | ARCH-FFE | FALSE
FQDW-104.04 | WORKSTATION: straight, fixed height, 720H, 750D x 1600W |  |  | 3 | ARCH-FFE | FALSE
FQDW-104.05 | WORKSTATION: straight, fixed height, 720H, 750D x 1800W |  |  | 3 | ARCH-FFE | FALSE
FQDW-104.06 | WORKSTATION: straight, fixed height, 720H, 750D x 2100W |  |  | 3 | ARCH-FFE | FALSE
FQDW-104.07 | WORKSTATION: straight, fixed height, 720H, 750D x 2200W |  |  | 3 | ARCH-FFE | FALSE
FQDW-104.08 | WORKSTATION: straight, fixed height, 720H, 750D x 2300W |  |  | 3 | ARCH-FFE | FALSE
FQDW-104.09 | WORKSTATION: straight, fixed height, 720H, 750D x 2400W |  |  | 3 | ARCH-FFE | FALSE
FQDW-105 | WORKSTATION: straight, fixed height, 720H, 800D |  |  | 3 | ARCH-FFE | FALSE
FQDW-105.01 | WORKSTATION: straight, fixed height, 720H, 800D x 1000W |  |  | 3 | ARCH-FFE | FALSE
FQDW-105.02 | WORKSTATION: straight, fixed height, 720H, 800D x 1200W |  |  | 3 | ARCH-FFE | FALSE
FQDW-105.03 | WORKSTATION: straight, fixed height, 720H, 800D x 1500W |  |  | 3 | ARCH-FFE | FALSE
FQDW-105.04 | WORKSTATION: straight, fixed height, 720H, 800D x 1600W |  |  | 3 | ARCH-FFE | FALSE
FQDW-105.05 | WORKSTATION: straight, fixed height, 720H, 800D x 1800W |  |  | 3 | ARCH-FFE | FALSE
FQDW-105.06 | WORKSTATION: straight, fixed height, 720H, 800D x 2100W |  |  | 3 | ARCH-FFE | FALSE
FQDW-105.07 | WORKSTATION: straight, fixed height, 720H, 800D x 2200W |  |  | 3 | ARCH-FFE | FALSE
FQDW-105.08 | WORKSTATION: straight, fixed height, 720H, 800D x 2300W |  |  | 3 | ARCH-FFE | FALSE
FQDW-105.09 | WORKSTATION: straight, fixed height, 720H, 800D x 2400W |  |  | 3 | ARCH-FFE | FALSE
FQDW-111 | WORKSTATION: straight, fixed height, 900H, 600D |  |  | 3 | ARCH-FFE | FALSE
FQDW-111.01 | WORKSTATION: straight, fixed height, 900H, 600D x 1000W | FQDW-053 | DESK: fixed height, 1000W x 600D x 720H | 3 | ARCH-FFE | FALSE
FQDW-111.02 | WORKSTATION: straight, fixed height, 900H, 600D x 1200W |  |  | 3 | ARCH-FFE | FALSE
FQDW-111.03 | WORKSTATION: straight, fixed height, 900H, 600D x 1500W |  |  | 3 | ARCH-FFE | TRUE
FQDW-111.04 | WORKSTATION: straight, fixed height, 900H, 600D x 1600W |  |  | 3 | ARCH-FFE | FALSE
FQDW-111.05 | WORKSTATION: straight, fixed height, 900H, 600D x 1800W |  |  | 3 | ARCH-FFE | FALSE
FQDW-111.06 | WORKSTATION: straight, fixed height, 900H, 600D x 2100W |  |  | 3 | ARCH-FFE | FALSE
FQDW-111.07 | WORKSTATION: straight, fixed height, 900H, 600D x 2200W |  |  | 3 | ARCH-FFE | FALSE
FQDW-112 | WORKSTATION: straight, fixed height, 900H, 650D |  |  | 3 | ARCH-FFE | FALSE
FQDW-112.01 | WORKSTATION: straight, fixed height, 900H, 650D x 1000W |  |  | 3 | ARCH-FFE | FALSE
FQDW-112.02 | WORKSTATION: straight, fixed height, 900H, 650D x 1200W |  |  | 3 | ARCH-FFE | FALSE
FQDW-112.03 | WORKSTATION: straight, fixed height, 900H, 650D x 1500W |  |  | 3 | ARCH-FFE | FALSE
FQDW-112.04 | WORKSTATION: straight, fixed height, 900H, 650D x 1600W |  |  | 3 | ARCH-FFE | FALSE
FQDW-112.05 | WORKSTATION: straight, fixed height, 900H, 650D x 1800W |  |  | 3 | ARCH-FFE | FALSE
FQDW-112.06 | WORKSTATION: straight, fixed height, 900H, 650D x 2100W |  |  | 3 | ARCH-FFE | FALSE
FQDW-112.07 | WORKSTATION: straight, fixed height, 900H, 650D x 2200W |  |  | 3 | ARCH-FFE | FALSE
FQDW-113 | WORKSTATION: straight, fixed height, 900H, 700D |  |  | 3 | ARCH-FFE | FALSE
FQDW-113.01 | WORKSTATION: straight, fixed height, 900H, 700D x 1000W |  |  | 3 | ARCH-FFE | FALSE
FQDW-113.02 | WORKSTATION: straight, fixed height, 900H, 700D x 1200W |  |  | 3 | ARCH-FFE | FALSE
FQDW-113.03 | WORKSTATION: straight, fixed height, 900H, 700D x 1500W |  |  | 3 | ARCH-FFE | FALSE
FQDW-113.04 | WORKSTATION: straight, fixed height, 900H, 700D x 1600W |  |  | 3 | ARCH-FFE | FALSE
FQDW-113.05 | WORKSTATION: straight, fixed height, 900H, 700D x 1800W |  |  | 3 | ARCH-FFE | FALSE
FQDW-113.06 | WORKSTATION: straight, fixed height, 900H, 700D x 2100W |  |  | 3 | ARCH-FFE | FALSE
FQDW-113.07 | WORKSTATION: straight, fixed height, 900H, 700D x 2200W |  |  | 3 | ARCH-FFE | FALSE
FQDW-114 | WORKSTATION: straight, fixed height, 900H, 750D |  |  | 3 | ARCH-FFE | FALSE
FQDW-114.01 | WORKSTATION: straight, fixed height, 900H, 750D x 1000W |  |  | 3 | ARCH-FFE | FALSE
FQDW-114.02 | WORKSTATION: straight, fixed height, 900H, 750D x 1200W |  |  | 3 | ARCH-FFE | FALSE
FQDW-114.03 | WORKSTATION: straight, fixed height, 900H, 750D x 1500W |  |  | 3 | ARCH-FFE | FALSE
FQDW-114.04 | WORKSTATION: straight, fixed height, 900H, 750D x 1600W |  |  | 3 | ARCH-FFE | FALSE
FQDW-114.05 | WORKSTATION: straight, fixed height, 900H, 750D x 1800W |  |  | 3 | ARCH-FFE | FALSE
FQDW-114.06 | WORKSTATION: straight, fixed height, 900H, 750D x 2100W |  |  | 3 | ARCH-FFE | FALSE
FQDW-114.07 | WORKSTATION: straight, fixed height, 900H, 750D x 2200W |  |  | 3 | ARCH-FFE | FALSE
FQDW-115 | WORKSTATION: straight, fixed height, 900H, 800D |  |  | 3 | ARCH-FFE | FALSE
FQDW-115.01 | WORKSTATION: straight, fixed height, 900H, 800D x 1000W |  |  | 3 | ARCH-FFE | FALSE
FQDW-115.02 | WORKSTATION: straight, fixed height, 900H, 800D x 1200W |  |  | 3 | ARCH-FFE | FALSE
FQDW-115.03 | WORKSTATION: straight, fixed height, 900H, 800D x 1500W |  |  | 3 | ARCH-FFE | FALSE
FQDW-115.04 | WORKSTATION: straight, fixed height, 900H, 800D x 1600W |  |  | 3 | ARCH-FFE | FALSE
FQDW-115.05 | WORKSTATION: straight, fixed height, 900H, 800D x 1800W |  |  | 3 | ARCH-FFE | FALSE
FQDW-115.06 | WORKSTATION: straight, fixed height, 900H, 800D x 2100W |  |  | 3 | ARCH-FFE | FALSE
FQDW-115.07 | WORKSTATION: straight, fixed height, 900H, 800D x 2200W |  |  | 3 | ARCH-FFE | FALSE
FQDW-121 | WORKSTATION: straight, fixed height, 1050H, 600D |  |  | 3 | ARCH-FFE | FALSE
FQDW-121.01 | WORKSTATION: straight, fixed height, 1050H, 600D x 1000W |  |  | 3 | ARCH-FFE | FALSE
FQDW-121.02 | WORKSTATION: straight, fixed height, 1050H, 600D x 1200W |  |  | 3 | ARCH-FFE | FALSE
FQDW-121.03 | WORKSTATION: straight, fixed height, 1050H, 600D x 1500W |  |  | 3 | ARCH-FFE | FALSE
FQDW-121.04 | WORKSTATION: straight, fixed height, 1050H, 600D x 1600W |  |  | 3 | ARCH-FFE | FALSE
FQDW-121.05 | WORKSTATION: straight, fixed height, 1050H, 600D x 1800W |  |  | 3 | ARCH-FFE | FALSE
FQDW-121.06 | WORKSTATION: straight, fixed height, 1050H, 600D x 2100W |  |  | 3 | ARCH-FFE | FALSE
FQDW-121.07 | WORKSTATION: straight, fixed height, 1050H, 600D x 2200W |  |  | 3 | ARCH-FFE | FALSE
FQDW-122 | WORKSTATION: straight, fixed height, 1050H, 650D |  |  | 3 | ARCH-FFE | FALSE
FQDW-122.01 | WORKSTATION: straight, fixed height, 1050H, 650D x 1000W |  |  | 3 | ARCH-FFE | FALSE
FQDW-122.02 | WORKSTATION: straight, fixed height, 1050H, 650D x 1200W |  |  | 3 | ARCH-FFE | FALSE
FQDW-122.03 | WORKSTATION: straight, fixed height, 1050H, 650D x 1500W |  |  | 3 | ARCH-FFE | FALSE
FQDW-122.04 | WORKSTATION: straight, fixed height, 1050H, 650D x 1600W |  |  | 3 | ARCH-FFE | FALSE
FQDW-122.05 | WORKSTATION: straight, fixed height, 1050H, 650D x 1800W |  |  | 3 | ARCH-FFE | FALSE
FQDW-122.06 | WORKSTATION: straight, fixed height, 1050H, 650D x 2100W |  |  | 3 | ARCH-FFE | FALSE
FQDW-122.07 | WORKSTATION: straight, fixed height, 1050H, 650D x 2200W |  |  | 3 | ARCH-FFE | FALSE
FQDW-123 | WORKSTATION: straight, fixed height, 1050H, 700D |  |  | 3 | ARCH-FFE | FALSE
FQDW-123.01 | WORKSTATION: straight, fixed height, 1050H, 700D x 1000W |  |  | 3 | ARCH-FFE | FALSE
FQDW-123.02 | WORKSTATION: straight, fixed height, 1050H, 700D x 1200W |  |  | 3 | ARCH-FFE | FALSE
FQDW-123.03 | WORKSTATION: straight, fixed height, 1050H, 700D x 1500W |  |  | 3 | ARCH-FFE | FALSE
FQDW-123.04 | WORKSTATION: straight, fixed height, 1050H, 700D x 1600W |  |  | 3 | ARCH-FFE | FALSE
FQDW-123.05 | WORKSTATION: straight, fixed height, 1050H, 700D x 1800W |  |  | 3 | ARCH-FFE | FALSE
FQDW-123.06 | WORKSTATION: straight, fixed height, 1050H, 700D x 2100W |  |  | 3 | ARCH-FFE | FALSE
FQDW-123.07 | WORKSTATION: straight, fixed height, 1050H, 700D x 2200W |  |  | 3 | ARCH-FFE | FALSE
FQDW-124 | WORKSTATION: straight, fixed height, 1050H, 750D |  |  | 3 | ARCH-FFE | FALSE
FQDW-124.01 | WORKSTATION: straight, fixed height, 1050H, 750D x 1000W |  |  | 3 | ARCH-FFE | FALSE
FQDW-124.02 | WORKSTATION: straight, fixed height, 1050H, 750D x 1200W |  |  | 3 | ARCH-FFE | FALSE
FQDW-124.03 | WORKSTATION: straight, fixed height, 1050H, 750D x 1500W |  |  | 3 | ARCH-FFE | FALSE
FQDW-124.04 | WORKSTATION: straight, fixed height, 1050H, 750D x 1600W |  |  | 3 | ARCH-FFE | FALSE
FQDW-124.05 | WORKSTATION: straight, fixed height, 1050H, 750D x 1800W |  |  | 3 | ARCH-FFE | FALSE
FQDW-124.06 | WORKSTATION: straight, fixed height, 1050H, 750D x 2100W |  |  | 3 | ARCH-FFE | FALSE
FQDW-124.07 | WORKSTATION: straight, fixed height, 1050H, 750D x 2200W |  |  | 3 | ARCH-FFE | FALSE
FQDW-125 | WORKSTATION: straight, fixed height, 1050H, 800D |  |  | 3 | ARCH-FFE | FALSE
FQDW-125.01 | WORKSTATION: straight, fixed height, 1050H, 800D x 1000W |  |  | 3 | ARCH-FFE | FALSE
FQDW-125.02 | WORKSTATION: straight, fixed height, 1050H, 800D x 1200W |  |  | 3 | ARCH-FFE | FALSE
FQDW-125.03 | WORKSTATION: straight, fixed height, 1050H, 800D x 1500W |  |  | 3 | ARCH-FFE | FALSE
FQDW-125.04 | WORKSTATION: straight, fixed height, 1050H, 800D x 1600W |  |  | 3 | ARCH-FFE | FALSE
FQDW-125.05 | WORKSTATION: straight, fixed height, 1050H, 800D x 1800W |  |  | 3 | ARCH-FFE | FALSE
FQDW-125.06 | WORKSTATION: straight, fixed height, 1050H, 800D x 2100W |  |  | 3 | ARCH-FFE | FALSE
FQDW-125.07 | WORKSTATION: straight, fixed height, 1050H, 800D x 2200W |  |  | 3 | ARCH-FFE | FALSE
FQDW-131 | WORKSTATION: straight, adjustable height, 720H nom, 600D |  |  | 3 | ARCH-FFE | FALSE
FQDW-131.01 | WORKSTATION: straight, adjustable height, 720H nom, 600D x 1000W | FQDW-052 | DESK: adj height, 1000W x 600D x 750H nom. | 3 | ARCH-FFE | FALSE
FQDW-131.02 | WORKSTATION: straight, adjustable height, 720H nom, 600D x 1200W | FQDW-027; FQDW-049 | WORKSTATION: straight, adj height, 1200W x 600D x 750H nom.; DESK: adj height, 1200W x 600D x 750H nom. | 3 | ARCH-FFE | FALSE
FQDW-131.03 | WORKSTATION: straight, adjustable height, 720H nom, 600D x 1500W | FQDW-051 | DESK: adj height, 1500W x 600D x 900H nom. | 3 | ARCH-FFE | FALSE
FQDW-131.04 | WORKSTATION: straight, adjustable height, 720H nom, 600D x 1600W |  |  | 3 | ARCH-FFE | FALSE
FQDW-131.05 | WORKSTATION: straight, adjustable height, 720H nom, 600D x 1800W |  |  | 3 | ARCH-FFE | FALSE
FQDW-131.06 | WORKSTATION: straight, adjustable height, 720H nom, 600D x 2100W |  |  | 3 | ARCH-FFE | FALSE
FQDW-131.07 | WORKSTATION: straight, adjustable height, 720H nom, 600D x 2200W |  |  | 3 | ARCH-FFE | FALSE
FQDW-131.08 | WORKSTATION: straight, adjustable height, 720H nom, 600D x 2300W |  |  | 3 | ARCH-FFE | FALSE
FQDW-131.09 | WORKSTATION: straight, adjustable height, 720H nom, 600D x 2400W |  |  | 3 | ARCH-FFE | FALSE
FQDW-132 | WORKSTATION: straight, adjustable height, 720H nom, 650D |  |  | 3 | ARCH-FFE | FALSE
FQDW-132.01 | WORKSTATION: straight, adjustable height, 720H nom, 650D x 1000W |  |  | 3 | ARCH-FFE | FALSE
FQDW-132.02 | WORKSTATION: straight, adjustable height, 720H nom, 650D x 1200W |  |  | 3 | ARCH-FFE | FALSE
FQDW-132.03 | WORKSTATION: straight, adjustable height, 720H nom, 650D x 1500W |  |  | 3 | ARCH-FFE | FALSE
FQDW-132.04 | WORKSTATION: straight, adjustable height, 720H nom, 650D x 1600W |  |  | 3 | ARCH-FFE | FALSE
FQDW-132.05 | WORKSTATION: straight, adjustable height, 720H nom, 650D x 1800W |  |  | 3 | ARCH-FFE | FALSE
FQDW-132.06 | WORKSTATION: straight, adjustable height, 720H nom, 650D x 2100W |  |  | 3 | ARCH-FFE | FALSE
FQDW-132.07 | WORKSTATION: straight, adjustable height, 720H nom, 650D x 2200W |  |  | 3 | ARCH-FFE | FALSE
FQDW-132.08 | WORKSTATION: straight, adjustable height, 720H nom, 650D x 2300W |  |  | 3 | ARCH-FFE | FALSE
FQDW-132.09 | WORKSTATION: straight, adjustable height, 720H nom, 650D x 2400W |  |  | 3 | ARCH-FFE | FALSE
FQDW-133 | WORKSTATION: straight, adjustable height, 720H nom, 700D |  |  | 3 | ARCH-FFE | FALSE
FQDW-133.01 | WORKSTATION: straight, adjustable height, 720H nom, 700D x 1000W |  |  | 3 | ARCH-FFE | FALSE
FQDW-133.02 | WORKSTATION: straight, adjustable height, 720H nom, 700D x 1200W |  |  | 3 | ARCH-FFE | FALSE
FQDW-133.03 | WORKSTATION: straight, adjustable height, 720H nom, 700D x 1500W |  |  | 3 | ARCH-FFE | FALSE
FQDW-133.04 | WORKSTATION: straight, adjustable height, 720H nom, 700D x 1600W |  |  | 3 | ARCH-FFE | FALSE
FQDW-133.05 | WORKSTATION: straight, adjustable height, 720H nom, 700D x 1800W |  |  | 3 | ARCH-FFE | FALSE
FQDW-133.06 | WORKSTATION: straight, adjustable height, 720H nom, 700D x 2100W |  |  | 3 | ARCH-FFE | FALSE
FQDW-133.07 | WORKSTATION: straight, adjustable height, 720H nom, 700D x 2200W |  |  | 3 | ARCH-FFE | FALSE
FQDW-133.08 | WORKSTATION: straight, adjustable height, 720H nom, 700D x 2300W |  |  | 3 | ARCH-FFE | FALSE
FQDW-133.09 | WORKSTATION: straight, adjustable height, 720H nom, 700D x 2400W |  |  | 3 | ARCH-FFE | FALSE
FQDW-134 | WORKSTATION: straight, adjustable height, 720H nom, 750D |  |  | 3 | ARCH-FFE | FALSE
FQDW-134.01 | WORKSTATION: straight, adjustable height, 720H nom, 750D x 1000W | FQDW-038 | DESK: adj height, 1000W x 800D x 750H nom. | 3 | ARCH-FFE | FALSE
FQDW-134.02 | WORKSTATION: straight, adjustable height, 720H nom, 750D x 1200W | FQDW-028 | WORKSTATION: straight, adj height, 1200W x 750D x 750H nom. | 3 | ARCH-FFE | TRUE
FQDW-134.03 | WORKSTATION: straight, adjustable height, 720H nom, 750D x 1500W | FQDW-001; FQDW-030; FQDW-037 | DESK: adj height, 1500W x 750D x 750H nom.; WORKSTATION: straight, adj height, 1500W x 750D x 750H nom.; DESK: adj height, 1500W x 750D x 750H nom. | 3 | ARCH-FFE | TRUE
FQDW-134.04 | WORKSTATION: straight, adjustable height, 720H nom, 750D x 1600W | FQDW-054 | WORKSTATION: straight, adj height, 1600W x 750D x 750H nom. | 3 | ARCH-FFE | TRUE
FQDW-134.05 | WORKSTATION: straight, adjustable height, 720H nom, 750D x 1800W | FQDW-002; FQDW-032 | DESK: adj height, 1800W x 750D x 750H nom.; WORKSTATION: straight, adj height, 1800W x 750D x 750H nom. | 3 | ARCH-FFE | FALSE
FQDW-134.06 | WORKSTATION: straight, adjustable height, 720H nom, 750D x 2100W | FQDW-033 | WORKSTATION: straight, adj height, 2100W x 750D x 750H nom. | 3 | ARCH-FFE | FALSE
FQDW-134.07 | WORKSTATION: straight, adjustable height, 720H nom, 750D x 2200W |  |  | 3 | ARCH-FFE | FALSE
FQDW-134.08 | WORKSTATION: straight, adjustable height, 720H nom, 750D x 2300W |  |  | 3 | ARCH-FFE | FALSE
FQDW-134.09 | WORKSTATION: straight, adjustable height, 720H nom, 750D x 2400W | FQDW-034; FQDW-045 | WORKSTATION: straight, adj height, 2400W x 750D x 750H nom.; DESK: adj height, 2400W x 750D x 750H nom. | 3 | ARCH-FFE | FALSE
FQDW-135 | WORKSTATION: straight, adjustable height, 720H nom, 800D |  |  | 3 | ARCH-FFE | FALSE
FQDW-135.01 | WORKSTATION: straight, adjustable height, 720H nom, 800D x 1000W |  |  | 3 | ARCH-FFE | FALSE
FQDW-135.02 | WORKSTATION: straight, adjustable height, 720H nom, 800D x 1200W |  |  | 3 | ARCH-FFE | FALSE
FQDW-135.03 | WORKSTATION: straight, adjustable height, 720H nom, 800D x 1500W |  |  | 3 | ARCH-FFE | FALSE
FQDW-135.04 | WORKSTATION: straight, adjustable height, 720H nom, 800D x 1600W |  |  | 3 | ARCH-FFE | FALSE
FQDW-135.05 | WORKSTATION: straight, adjustable height, 720H nom, 800D x 1800W | FQDW-044 | WORKSTATION: straight, adj height, 1800W x 800D x 750H nom. | 3 | ARCH-FFE | FALSE
FQDW-135.06 | WORKSTATION: straight, adjustable height, 720H nom, 800D x 2100W |  |  | 3 | ARCH-FFE | FALSE
FQDW-135.07 | WORKSTATION: straight, adjustable height, 720H nom, 800D x 2200W |  |  | 3 | ARCH-FFE | FALSE
FQDW-135.08 | WORKSTATION: straight, adjustable height, 720H nom, 800D x 2300W |  |  | 3 | ARCH-FFE | FALSE
FQDW-135.09 | WORKSTATION: straight, adjustable height, 720H nom, 800D x 2400W |  |  | 3 | ARCH-FFE | FALSE
FQDW-161 | WORKSTATION: straight, adjustable height, electric, 720H nom, 600D |  |  | 3 | ARCH-FFE | FALSE
FQDW-161.01 | WORKSTATION: straight, adjustable height, electric, 720H nom, 600D x 1000W |  |  | 3 | ARCH-FFE | FALSE
FQDW-161.02 | WORKSTATION: straight, adjustable height, electric, 720H nom, 600D x 1200W |  |  | 3 | ARCH-FFE | FALSE
FQDW-161.03 | WORKSTATION: straight, adjustable height, electric, 720H nom, 600D x 1500W |  |  | 3 | ARCH-FFE | FALSE
FQDW-161.04 | WORKSTATION: straight, adjustable height, electric, 720H nom, 600D x 1600W |  |  | 3 | ARCH-FFE | FALSE
FQDW-161.05 | WORKSTATION: straight, adjustable height, electric, 720H nom, 600D x 1800W |  |  | 3 | ARCH-FFE | FALSE
FQDW-161.06 | WORKSTATION: straight, adjustable height, electric, 720H nom, 600D x 2100W |  |  | 3 | ARCH-FFE | FALSE
FQDW-161.07 | WORKSTATION: straight, adjustable height, electric, 720H nom, 600D x 2200W |  |  | 3 | ARCH-FFE | FALSE
FQDW-161.08 | WORKSTATION: straight, adjustable height, electric, 720H nom, 600D x 2300W |  |  | 3 | ARCH-FFE | FALSE
FQDW-161.09 | WORKSTATION: straight, adjustable height, electric, 720H nom, 600D x 2400W |  |  | 3 | ARCH-FFE | FALSE
FQDW-162 | WORKSTATION: straight, adjustable height, electric, 720H nom, 650D |  |  | 3 | ARCH-FFE | FALSE
FQDW-162.01 | WORKSTATION: straight, adjustable height, electric, 720H nom, 650D x 1000W |  |  | 3 | ARCH-FFE | FALSE
FQDW-162.02 | WORKSTATION: straight, adjustable height, electric, 720H nom, 650D x 1200W |  |  | 3 | ARCH-FFE | FALSE
FQDW-162.03 | WORKSTATION: straight, adjustable height, electric, 720H nom, 650D x 1500W |  |  | 3 | ARCH-FFE | FALSE
FQDW-162.04 | WORKSTATION: straight, adjustable height, electric, 720H nom, 650D x 1600W |  |  | 3 | ARCH-FFE | FALSE
FQDW-162.05 | WORKSTATION: straight, adjustable height, electric, 720H nom, 650D x 1800W |  |  | 3 | ARCH-FFE | FALSE
FQDW-162.06 | WORKSTATION: straight, adjustable height, electric, 720H nom, 650D x 2100W |  |  | 3 | ARCH-FFE | FALSE
FQDW-162.07 | WORKSTATION: straight, adjustable height, electric, 720H nom, 650D x 2200W |  |  | 3 | ARCH-FFE | FALSE
FQDW-162.08 | WORKSTATION: straight, adjustable height, electric, 720H nom, 650D x 2300W |  |  | 3 | ARCH-FFE | FALSE
FQDW-162.09 | WORKSTATION: straight, adjustable height, electric, 720H nom, 650D x 2400W |  |  | 3 | ARCH-FFE | FALSE
FQDW-163 | WORKSTATION: straight, adjustable height, electric, 720H nom, 700D |  |  | 3 | ARCH-FFE | FALSE
FQDW-163.01 | WORKSTATION: straight, adjustable height, electric, 720H nom, 700D x 1000W |  |  | 3 | ARCH-FFE | FALSE
FQDW-163.02 | WORKSTATION: straight, adjustable height, electric, 720H nom, 700D x 1200W |  |  | 3 | ARCH-FFE | FALSE
FQDW-163.03 | WORKSTATION: straight, adjustable height, electric, 720H nom, 700D x 1500W |  |  | 3 | ARCH-FFE | FALSE
FQDW-163.04 | WORKSTATION: straight, adjustable height, electric, 720H nom, 700D x 1600W |  |  | 3 | ARCH-FFE | FALSE
FQDW-163.05 | WORKSTATION: straight, adjustable height, electric, 720H nom, 700D x 1800W |  |  | 3 | ARCH-FFE | FALSE
FQDW-163.06 | WORKSTATION: straight, adjustable height, electric, 720H nom, 700D x 2100W |  |  | 3 | ARCH-FFE | FALSE
FQDW-163.07 | WORKSTATION: straight, adjustable height, electric, 720H nom, 700D x 2200W |  |  | 3 | ARCH-FFE | FALSE
FQDW-163.08 | WORKSTATION: straight, adjustable height, electric, 720H nom, 700D x 2300W |  |  | 3 | ARCH-FFE | FALSE
FQDW-163.09 | WORKSTATION: straight, adjustable height, electric, 720H nom, 700D x 2400W |  |  | 3 | ARCH-FFE | FALSE
FQDW-164 | WORKSTATION: straight, adjustable height, electric, 720H nom, 750D |  |  | 3 | ARCH-FFE | FALSE
FQDW-164.01 | WORKSTATION: straight, adjustable height, electric, 720H nom, 750D x 1000W |  |  | 3 | ARCH-FFE | FALSE
FQDW-164.02 | WORKSTATION: straight, adjustable height, electric, 720H nom, 750D x 1200W |  |  | 3 | ARCH-FFE | TRUE
FQDW-164.03 | WORKSTATION: straight, adjustable height, electric, 720H nom, 750D x 1500W |  |  | 3 | ARCH-FFE | FALSE
FQDW-164.04 | WORKSTATION: straight, adjustable height, electric, 720H nom, 750D x 1600W |  |  | 3 | ARCH-FFE | FALSE
FQDW-164.05 | WORKSTATION: straight, adjustable height, electric, 720H nom, 750D x 1800W |  |  | 3 | ARCH-FFE | FALSE
FQDW-164.06 | WORKSTATION: straight, adjustable height, electric, 720H nom, 750D x 2100W |  |  | 3 | ARCH-FFE | FALSE
FQDW-164.07 | WORKSTATION: straight, adjustable height, electric, 720H nom, 750D x 2200W |  |  | 3 | ARCH-FFE | FALSE
FQDW-164.08 | WORKSTATION: straight, adjustable height, electric, 720H nom, 750D x 2300W |  |  | 3 | ARCH-FFE | FALSE
FQDW-164.09 | WORKSTATION: straight, adjustable height, electric, 720H nom, 750D x 2400W |  |  | 3 | ARCH-FFE | FALSE
FQDW-165 | WORKSTATION: straight, adjustable height, electric, 720H nom, 800D |  |  | 3 | ARCH-FFE | FALSE
FQDW-165.01 | WORKSTATION: straight, adjustable height, electric, 720H nom, 800D x 1000W |  |  | 3 | ARCH-FFE | FALSE
FQDW-165.02 | WORKSTATION: straight, adjustable height, electric, 720H nom, 800D x 1200W |  |  | 3 | ARCH-FFE | FALSE
FQDW-165.03 | WORKSTATION: straight, adjustable height, electric, 720H nom, 800D x 1500W |  |  | 3 | ARCH-FFE | FALSE
FQDW-165.04 | WORKSTATION: straight, adjustable height, electric, 720H nom, 800D x 1600W |  |  | 3 | ARCH-FFE | FALSE
FQDW-165.05 | WORKSTATION: straight, adjustable height, electric, 720H nom, 800D x 1800W |  |  | 3 | ARCH-FFE | FALSE
FQDW-165.06 | WORKSTATION: straight, adjustable height, electric, 720H nom, 800D x 2100W |  |  | 3 | ARCH-FFE | FALSE
FQDW-165.07 | WORKSTATION: straight, adjustable height, electric, 720H nom, 800D x 2200W |  |  | 3 | ARCH-FFE | TRUE
FQDW-165.08 | WORKSTATION: straight, adjustable height, electric, 720H nom, 800D x 2300W |  |  | 3 | ARCH-FFE | FALSE
FQDW-165.09 | WORKSTATION: straight, adjustable height, electric, 720H nom, 800D x 2400W |  |  | 3 | ARCH-FFE | FALSE
FQDW-201 | WORKSTATION: 120-degree, fixed height, 720H, 600D |  |  | 3 | ARCH-FFE | FALSE
FQDW-201.01 | WORKSTATION: 120-degree, fixed height, 720H, 600D x 1000/1000W |  |  | 3 | ARCH-FFE | FALSE
FQDW-201.02 | WORKSTATION: 120-degree, fixed height, 720H, 600D x 1200/1200W |  |  | 3 | ARCH-FFE | FALSE
FQDW-201.03 | WORKSTATION: 120-degree, fixed height, 720H, 600D x 1500/1500W |  |  | 3 | ARCH-FFE | FALSE
FQDW-202 | WORKSTATION: 120-degree, fixed height, 720H, 650D |  |  | 3 | ARCH-FFE | FALSE
FQDW-202.01 | WORKSTATION: 120-degree, fixed height, 720H, 650D x 1000/1000W |  |  | 3 | ARCH-FFE | FALSE
FQDW-202.02 | WORKSTATION: 120-degree, fixed height, 720H, 650D x 1200/1200W |  |  | 3 | ARCH-FFE | FALSE
FQDW-202.03 | WORKSTATION: 120-degree, fixed height, 720H, 650D x 1500/1500W |  |  | 3 | ARCH-FFE | FALSE
FQDW-203 | WORKSTATION: 120-degree, fixed height, 720H, 700D |  |  | 3 | ARCH-FFE | FALSE
FQDW-203.01 | WORKSTATION: 120-degree, fixed height, 720H, 700D x 1000/1000W |  |  | 3 | ARCH-FFE | FALSE
FQDW-203.02 | WORKSTATION: 120-degree, fixed height, 720H, 700D x 1200/1200W |  |  | 3 | ARCH-FFE | FALSE
FQDW-203.03 | WORKSTATION: 120-degree, fixed height, 720H, 700D x 1500/1500W |  |  | 3 | ARCH-FFE | FALSE
FQDW-204 | WORKSTATION: 120-degree, fixed height, 720H, 750D |  |  | 3 | ARCH-FFE | FALSE
FQDW-204.01 | WORKSTATION: 120-degree, fixed height, 720H, 750D x 1000/1000W |  |  | 3 | ARCH-FFE | FALSE
FQDW-204.02 | WORKSTATION: 120-degree, fixed height, 720H, 750D x 1200/1200W |  |  | 3 | ARCH-FFE | FALSE
FQDW-204.03 | WORKSTATION: 120-degree, fixed height, 720H, 750D x 1500/1500W |  |  | 3 | ARCH-FFE | FALSE
FQDW-205 | WORKSTATION: 120-degree, fixed height, 720H, 800D |  |  | 3 | ARCH-FFE | FALSE
FQDW-205.01 | WORKSTATION: 120-degree, fixed height, 720H, 800D x 1000/1000W |  |  | 3 | ARCH-FFE | FALSE
FQDW-205.02 | WORKSTATION: 120-degree, fixed height, 720H, 800D x 1200/1200W |  |  | 3 | ARCH-FFE | FALSE
FQDW-205.03 | WORKSTATION: 120-degree, fixed height, 720H, 800D x 1500/1500W |  |  | 3 | ARCH-FFE | FALSE
FQDW-211 | WORKSTATION: 120-degree, fixed height, 900H, 600D |  |  | 3 | ARCH-FFE | FALSE
FQDW-211.01 | WORKSTATION: 120-degree, fixed height, 900H, 600D x 1000/1000W |  |  | 3 | ARCH-FFE | FALSE
FQDW-211.02 | WORKSTATION: 120-degree, fixed height, 900H, 600D x 1200/1200W |  |  | 3 | ARCH-FFE | FALSE
FQDW-211.03 | WORKSTATION: 120-degree, fixed height, 900H, 600D x 1500/1500W |  |  | 3 | ARCH-FFE | FALSE
FQDW-212 | WORKSTATION: 120-degree, fixed height, 900H, 650D |  |  | 3 | ARCH-FFE | FALSE
FQDW-212.01 | WORKSTATION: 120-degree, fixed height, 900H, 650D x 1000/1000W |  |  | 3 | ARCH-FFE | FALSE
FQDW-212.02 | WORKSTATION: 120-degree, fixed height, 900H, 650D x 1200/1200W |  |  | 3 | ARCH-FFE | FALSE
FQDW-212.03 | WORKSTATION: 120-degree, fixed height, 900H, 650D x 1500/1500W |  |  | 3 | ARCH-FFE | FALSE
FQDW-213 | WORKSTATION: 120-degree, fixed height, 900H, 700D |  |  | 3 | ARCH-FFE | FALSE
FQDW-213.01 | WORKSTATION: 120-degree, fixed height, 900H, 700D x 1000/1000W |  |  | 3 | ARCH-FFE | FALSE
FQDW-213.02 | WORKSTATION: 120-degree, fixed height, 900H, 700D x 1200/1200W |  |  | 3 | ARCH-FFE | FALSE
FQDW-213.03 | WORKSTATION: 120-degree, fixed height, 900H, 700D x 1500/1500W |  |  | 3 | ARCH-FFE | FALSE
FQDW-214 | WORKSTATION: 120-degree, fixed height, 900H, 750D |  |  | 3 | ARCH-FFE | FALSE
FQDW-214.01 | WORKSTATION: 120-degree, fixed height, 900H, 750D x 1000/1000W |  |  | 3 | ARCH-FFE | FALSE
FQDW-214.02 | WORKSTATION: 120-degree, fixed height, 900H, 750D x 1200/1200W |  |  | 3 | ARCH-FFE | FALSE
FQDW-214.03 | WORKSTATION: 120-degree, fixed height, 900H, 750D x 1500/1500W |  |  | 3 | ARCH-FFE | FALSE
FQDW-215 | WORKSTATION: 120-degree, fixed height, 900H, 800D |  |  | 3 | ARCH-FFE | FALSE
FQDW-215.01 | WORKSTATION: 120-degree, fixed height, 900H, 800D x 1000/1000W |  |  | 3 | ARCH-FFE | FALSE
FQDW-215.02 | WORKSTATION: 120-degree, fixed height, 900H, 800D x 1200/1200W |  |  | 3 | ARCH-FFE | FALSE
FQDW-215.03 | WORKSTATION: 120-degree, fixed height, 900H, 800D x 1500/1500W |  |  | 3 | ARCH-FFE | FALSE
FQDW-221 | WORKSTATION: 120-degree, fixed height, 1050H, 600D |  |  | 3 | ARCH-FFE | FALSE
FQDW-221.01 | WORKSTATION: 120-degree, fixed height, 1050H, 600D x 1000/1000W |  |  | 3 | ARCH-FFE | FALSE
FQDW-221.02 | WORKSTATION: 120-degree, fixed height, 1050H, 600D x 1200/1200W |  |  | 3 | ARCH-FFE | FALSE
FQDW-221.03 | WORKSTATION: 120-degree, fixed height, 1050H, 600D x 1500/1500W |  |  | 3 | ARCH-FFE | FALSE
FQDW-222 | WORKSTATION: 120-degree, fixed height, 1050H, 650D |  |  | 3 | ARCH-FFE | FALSE
FQDW-222.01 | WORKSTATION: 120-degree, fixed height, 1050H, 650D x 1000/1000W |  |  | 3 | ARCH-FFE | FALSE
FQDW-222.02 | WORKSTATION: 120-degree, fixed height, 1050H, 650D x 1200/1200W |  |  | 3 | ARCH-FFE | FALSE
FQDW-222.03 | WORKSTATION: 120-degree, fixed height, 1050H, 650D x 1500/1500W |  |  | 3 | ARCH-FFE | FALSE
FQDW-223 | WORKSTATION: 120-degree, fixed height, 1050H, 700D |  |  | 3 | ARCH-FFE | FALSE
FQDW-223.01 | WORKSTATION: 120-degree, fixed height, 1050H, 700D x 1000/1000W |  |  | 3 | ARCH-FFE | FALSE
FQDW-223.02 | WORKSTATION: 120-degree, fixed height, 1050H, 700D x 1200/1200W |  |  | 3 | ARCH-FFE | FALSE
FQDW-223.03 | WORKSTATION: 120-degree, fixed height, 1050H, 700D x 1500/1500W |  |  | 3 | ARCH-FFE | FALSE
FQDW-224 | WORKSTATION: 120-degree, fixed height, 1050H, 750D |  |  | 3 | ARCH-FFE | FALSE
FQDW-224.01 | WORKSTATION: 120-degree, fixed height, 1050H, 750D x 1000/1000W |  |  | 3 | ARCH-FFE | FALSE
FQDW-224.02 | WORKSTATION: 120-degree, fixed height, 1050H, 750D x 1200/1200W |  |  | 3 | ARCH-FFE | FALSE
FQDW-224.03 | WORKSTATION: 120-degree, fixed height, 1050H, 750D x 1500/1500W |  |  | 3 | ARCH-FFE | FALSE
FQDW-225 | WORKSTATION: 120-degree, fixed height, 1050H, 800D |  |  | 3 | ARCH-FFE | FALSE
FQDW-225.01 | WORKSTATION: 120-degree, fixed height, 1050H, 800D x 1000/1000W |  |  | 3 | ARCH-FFE | FALSE
FQDW-225.02 | WORKSTATION: 120-degree, fixed height, 1050H, 800D x 1200/1200W |  |  | 3 | ARCH-FFE | FALSE
FQDW-225.03 | WORKSTATION: 120-degree, fixed height, 1050H, 800D x 1500/1500W |  |  | 3 | ARCH-FFE | FALSE
FQDW-231 | WORKSTATION: 120-degree, adjustable height, 720H nom, 600D |  |  | 3 | ARCH-FFE | FALSE
FQDW-231.01 | WORKSTATION: 120-degree, adjustable height, 720H nom, 600D x 1000/1000W |  |  | 3 | ARCH-FFE | FALSE
FQDW-231.02 | WORKSTATION: 120-degree, adjustable height, 720H nom, 600D x 1200/1200W |  |  | 3 | ARCH-FFE | FALSE
FQDW-231.03 | WORKSTATION: 120-degree, adjustable height, 720H nom, 600D x 1500/1500W |  |  | 3 | ARCH-FFE | FALSE
FQDW-232 | WORKSTATION: 120-degree, adjustable height, 720H nom, 650D |  |  | 3 | ARCH-FFE | FALSE
FQDW-232.01 | WORKSTATION: 120-degree, adjustable height, 720H nom, 650D x 1000/1000W |  |  | 3 | ARCH-FFE | FALSE
FQDW-232.02 | WORKSTATION: 120-degree, adjustable height, 720H nom, 650D x 1200/1200W |  |  | 3 | ARCH-FFE | FALSE
FQDW-232.03 | WORKSTATION: 120-degree, adjustable height, 720H nom, 650D x 1500/1500W |  |  | 3 | ARCH-FFE | FALSE
FQDW-233 | WORKSTATION: 120-degree, adjustable height, 720H nom, 700D |  |  | 3 | ARCH-FFE | FALSE
FQDW-233.01 | WORKSTATION: 120-degree, adjustable height, 720H nom, 700D x 1000/1000W |  |  | 3 | ARCH-FFE | FALSE
FQDW-233.02 | WORKSTATION: 120-degree, adjustable height, 720H nom, 700D x 1200/1200W |  |  | 3 | ARCH-FFE | FALSE
FQDW-233.03 | WORKSTATION: 120-degree, adjustable height, 720H nom, 700D x 1500/1500W |  |  | 3 | ARCH-FFE | FALSE
FQDW-234 | WORKSTATION: 120-degree, adjustable height, 720H nom, 750D |  |  | 3 | ARCH-FFE | FALSE
FQDW-234.01 | WORKSTATION: 120-degree, adjustable height, 720H nom, 750D x 1000/1000W | FQDW-012 | WORKSTATION: 120 degree, adj height, 1200/1200W x 750D x 750H nom. | 3 | ARCH-FFE | FALSE
FQDW-234.02 | WORKSTATION: 120-degree, adjustable height, 720H nom, 750D x 1200/1200W | FQDW-014 | WORKSTATION: 120 degree, adj height, 1500/1500W x 750D x 750H nom. | 3 | ARCH-FFE | FALSE
FQDW-234.03 | WORKSTATION: 120-degree, adjustable height, 720H nom, 750D x 1500/1500W |  |  | 3 | ARCH-FFE | FALSE
FQDW-235 | WORKSTATION: 120-degree, adjustable height, 720H nom, 800D |  |  | 3 | ARCH-FFE | FALSE
FQDW-235.01 | WORKSTATION: 120-degree, adjustable height, 720H nom, 800D x 1000/1000W |  |  | 3 | ARCH-FFE | FALSE
FQDW-235.02 | WORKSTATION: 120-degree, adjustable height, 720H nom, 800D x 1200/1200W |  |  | 3 | ARCH-FFE | FALSE
FQDW-235.03 | WORKSTATION: 120-degree, adjustable height, 720H nom, 800D x 1500/1500W |  |  | 3 | ARCH-FFE | FALSE
FQDW-261 | WORKSTATION: 120-degree, adjustable height, electric, 720H nom, 600D |  |  | 3 | ARCH-FFE | FALSE
FQDW-261.01 | WORKSTATION: 120-degree, adjustable height, electric, 720H nom, 600D x 1000/1000W |  |  | 3 | ARCH-FFE | FALSE
FQDW-261.02 | WORKSTATION: 120-degree, adjustable height, electric, 720H nom, 600D x 1200/1200W |  |  | 3 | ARCH-FFE | FALSE
FQDW-261.03 | WORKSTATION: 120-degree, adjustable height, electric, 720H nom, 600D x 1500/1500W |  |  | 3 | ARCH-FFE | FALSE
FQDW-262 | WORKSTATION: 120-degree, adjustable height, electric, 720H nom, 650D |  |  | 3 | ARCH-FFE | FALSE
FQDW-262.01 | WORKSTATION: 120-degree, adjustable height, electric, 720H nom, 650D x 1000/1000W |  |  | 3 | ARCH-FFE | FALSE
FQDW-262.02 | WORKSTATION: 120-degree, adjustable height, electric, 720H nom, 650D x 1200/1200W |  |  | 3 | ARCH-FFE | FALSE
FQDW-262.03 | WORKSTATION: 120-degree, adjustable height, electric, 720H nom, 650D x 1500/1500W |  |  | 3 | ARCH-FFE | FALSE
FQDW-263 | WORKSTATION: 120-degree, adjustable height, electric, 720H nom, 700D |  |  | 3 | ARCH-FFE | FALSE
FQDW-263.01 | WORKSTATION: 120-degree, adjustable height, electric, 720H nom, 700D x 1000/1000W |  |  | 3 | ARCH-FFE | FALSE
FQDW-263.02 | WORKSTATION: 120-degree, adjustable height, electric, 720H nom, 700D x 1200/1200W |  |  | 3 | ARCH-FFE | FALSE
FQDW-263.03 | WORKSTATION: 120-degree, adjustable height, electric, 720H nom, 700D x 1500/1500W |  |  | 3 | ARCH-FFE | FALSE
FQDW-264 | WORKSTATION: 120-degree, adjustable height, electric, 720H nom, 750D |  |  | 3 | ARCH-FFE | FALSE
FQDW-264.01 | WORKSTATION: 120-degree, adjustable height, electric, 720H nom, 750D x 1000/1000W |  |  | 3 | ARCH-FFE | FALSE
FQDW-264.02 | WORKSTATION: 120-degree, adjustable height, electric, 720H nom, 750D x 1200/1200W |  |  | 3 | ARCH-FFE | FALSE
FQDW-264.03 | WORKSTATION: 120-degree, adjustable height, electric, 720H nom, 750D x 1500/1500W |  |  | 3 | ARCH-FFE | FALSE
FQDW-265 | WORKSTATION: 120-degree, adjustable height, electric, 720H nom, 800D |  |  | 3 | ARCH-FFE | FALSE
FQDW-265.01 | WORKSTATION: 120-degree, adjustable height, electric, 720H nom, 800D x 1000/1000W |  |  | 3 | ARCH-FFE | FALSE
FQDW-265.02 | WORKSTATION: 120-degree, adjustable height, electric, 720H nom, 800D x 1200/1200W |  |  | 3 | ARCH-FFE | FALSE
FQDW-265.03 | WORKSTATION: 120-degree, adjustable height, electric, 720H nom, 800D x 1500/1500W |  |  | 3 | ARCH-FFE | FALSE
FQDW-301 | WORKSTATION: corner, fixed height, 720H, 600D |  |  | 3 | ARCH-FFE | FALSE
FQDW-301.01 | WORKSTATION: corner, fixed height, 720H, 600D x 1200/1200W |  |  | 3 | ARCH-FFE | FALSE
FQDW-301.02 | WORKSTATION: corner, fixed height, 720H, 600D x 1200/1500W |  |  | 3 | ARCH-FFE | FALSE
FQDW-301.03 | WORKSTATION: corner, fixed height, 720H, 600D x 1200/1800W |  |  | 3 | ARCH-FFE | FALSE
FQDW-301.04 | WORKSTATION: corner, fixed height, 720H, 600D x 1200/2100W |  |  | 3 | ARCH-FFE | FALSE
FQDW-301.05 | WORKSTATION: corner, fixed height, 720H, 600D x 1500/1500W |  |  | 3 | ARCH-FFE | FALSE
FQDW-301.06 | WORKSTATION: corner, fixed height, 720H, 600D x 1500/1800W |  |  | 3 | ARCH-FFE | FALSE
FQDW-301.07 | WORKSTATION: corner, fixed height, 720H, 600D x 1500/2100W |  |  | 3 | ARCH-FFE | FALSE
FQDW-301.08 | WORKSTATION: corner, fixed height, 720H, 600D x 1800/1800W |  |  | 3 | ARCH-FFE | FALSE
FQDW-301.09 | WORKSTATION: corner, fixed height, 720H, 600D x 1800/2100W |  |  | 3 | ARCH-FFE | FALSE
FQDW-301.10 | WORKSTATION: corner, fixed height, 720H, 600D x 2100/2100W |  |  | 3 | ARCH-FFE | FALSE
FQDW-302 | WORKSTATION: corner, fixed height, 720H, 650D |  |  | 3 | ARCH-FFE | FALSE
FQDW-302.01 | WORKSTATION: corner, fixed height, 720H, 650D x 1200/1200W |  |  | 3 | ARCH-FFE | FALSE
FQDW-302.02 | WORKSTATION: corner, fixed height, 720H, 650D x 1200/1500W |  |  | 3 | ARCH-FFE | FALSE
FQDW-302.03 | WORKSTATION: corner, fixed height, 720H, 650D x 1200/1800W |  |  | 3 | ARCH-FFE | FALSE
FQDW-302.04 | WORKSTATION: corner, fixed height, 720H, 650D x 1200/2100W |  |  | 3 | ARCH-FFE | FALSE
FQDW-302.05 | WORKSTATION: corner, fixed height, 720H, 650D x 1500/1500W |  |  | 3 | ARCH-FFE | FALSE
FQDW-302.06 | WORKSTATION: corner, fixed height, 720H, 650D x 1500/1800W |  |  | 3 | ARCH-FFE | FALSE
FQDW-302.07 | WORKSTATION: corner, fixed height, 720H, 650D x 1500/2100W |  |  | 3 | ARCH-FFE | FALSE
FQDW-302.08 | WORKSTATION: corner, fixed height, 720H, 650D x 1800/1800W |  |  | 3 | ARCH-FFE | FALSE
FQDW-302.09 | WORKSTATION: corner, fixed height, 720H, 650D x 1800/2100W |  |  | 3 | ARCH-FFE | FALSE
FQDW-302.10 | WORKSTATION: corner, fixed height, 720H, 650D x 2100/2100W |  |  | 3 | ARCH-FFE | FALSE
FQDW-303 | WORKSTATION: corner, fixed height, 720H, 700D |  |  | 3 | ARCH-FFE | FALSE
FQDW-303.01 | WORKSTATION: corner, fixed height, 720H, 700D x 1200/1200W |  |  | 3 | ARCH-FFE | FALSE
FQDW-303.02 | WORKSTATION: corner, fixed height, 720H, 700D x 1200/1500W |  |  | 3 | ARCH-FFE | FALSE
FQDW-303.03 | WORKSTATION: corner, fixed height, 720H, 700D x 1200/1800W |  |  | 3 | ARCH-FFE | FALSE
FQDW-303.04 | WORKSTATION: corner, fixed height, 720H, 700D x 1200/2100W |  |  | 3 | ARCH-FFE | FALSE
FQDW-303.05 | WORKSTATION: corner, fixed height, 720H, 700D x 1500/1500W |  |  | 3 | ARCH-FFE | FALSE
FQDW-303.06 | WORKSTATION: corner, fixed height, 720H, 700D x 1500/1800W |  |  | 3 | ARCH-FFE | FALSE
FQDW-303.07 | WORKSTATION: corner, fixed height, 720H, 700D x 1500/2100W |  |  | 3 | ARCH-FFE | FALSE
FQDW-303.08 | WORKSTATION: corner, fixed height, 720H, 700D x 1800/1800W |  |  | 3 | ARCH-FFE | FALSE
FQDW-303.09 | WORKSTATION: corner, fixed height, 720H, 700D x 1800/2100W |  |  | 3 | ARCH-FFE | FALSE
FQDW-303.10 | WORKSTATION: corner, fixed height, 720H, 700D x 2100/2100W |  |  | 3 | ARCH-FFE | FALSE
FQDW-304 | WORKSTATION: corner, fixed height, 720H, 750D |  |  | 3 | ARCH-FFE | FALSE
FQDW-304.01 | WORKSTATION: corner, fixed height, 720H, 750D x 1200/1200W |  |  | 3 | ARCH-FFE | FALSE
FQDW-304.02 | WORKSTATION: corner, fixed height, 720H, 750D x 1200/1500W |  |  | 3 | ARCH-FFE | FALSE
FQDW-304.03 | WORKSTATION: corner, fixed height, 720H, 750D x 1200/1800W |  |  | 3 | ARCH-FFE | FALSE
FQDW-304.04 | WORKSTATION: corner, fixed height, 720H, 750D x 1200/2100W |  |  | 3 | ARCH-FFE | FALSE
FQDW-304.05 | WORKSTATION: corner, fixed height, 720H, 750D x 1500/1500W |  |  | 3 | ARCH-FFE | FALSE
FQDW-304.06 | WORKSTATION: corner, fixed height, 720H, 750D x 1500/1800W |  |  | 3 | ARCH-FFE | FALSE
FQDW-304.07 | WORKSTATION: corner, fixed height, 720H, 750D x 1500/2100W |  |  | 3 | ARCH-FFE | FALSE
FQDW-304.08 | WORKSTATION: corner, fixed height, 720H, 750D x 1800/1800W |  |  | 3 | ARCH-FFE | FALSE
FQDW-304.09 | WORKSTATION: corner, fixed height, 720H, 750D x 1800/2100W |  |  | 3 | ARCH-FFE | FALSE
FQDW-304.10 | WORKSTATION: corner, fixed height, 720H, 750D x 2100/2100W |  |  | 3 | ARCH-FFE | FALSE
FQDW-305 | WORKSTATION: corner, fixed height, 720H, 800D |  |  | 3 | ARCH-FFE | FALSE
FQDW-305.01 | WORKSTATION: corner, fixed height, 720H, 800D x 1200/1200W |  |  | 3 | ARCH-FFE | FALSE
FQDW-305.02 | WORKSTATION: corner, fixed height, 720H, 800D x 1200/1500W |  |  | 3 | ARCH-FFE | FALSE
FQDW-305.03 | WORKSTATION: corner, fixed height, 720H, 800D x 1200/1800W |  |  | 3 | ARCH-FFE | FALSE
FQDW-305.04 | WORKSTATION: corner, fixed height, 720H, 800D x 1200/2100W |  |  | 3 | ARCH-FFE | FALSE
FQDW-305.05 | WORKSTATION: corner, fixed height, 720H, 800D x 1500/1500W |  |  | 3 | ARCH-FFE | FALSE
FQDW-305.06 | WORKSTATION: corner, fixed height, 720H, 800D x 1500/1800W |  |  | 3 | ARCH-FFE | FALSE
FQDW-305.07 | WORKSTATION: corner, fixed height, 720H, 800D x 1500/2100W |  |  | 3 | ARCH-FFE | FALSE
FQDW-305.08 | WORKSTATION: corner, fixed height, 720H, 800D x 1800/1800W |  |  | 3 | ARCH-FFE | FALSE
FQDW-305.09 | WORKSTATION: corner, fixed height, 720H, 800D x 1800/2100W |  |  | 3 | ARCH-FFE | FALSE
FQDW-305.10 | WORKSTATION: corner, fixed height, 720H, 800D x 2100/2100W |  |  | 3 | ARCH-FFE | FALSE
FQDW-311 | WORKSTATION: corner, fixed height, 900H, 600D |  |  | 3 | ARCH-FFE | FALSE
FQDW-311.01 | WORKSTATION: corner, fixed height, 900H, 600D x 1200/1200W |  |  | 3 | ARCH-FFE | FALSE
FQDW-311.02 | WORKSTATION: corner, fixed height, 900H, 600D x 1200/1500W |  |  | 3 | ARCH-FFE | FALSE
FQDW-311.03 | WORKSTATION: corner, fixed height, 900H, 600D x 1200/1800W |  |  | 3 | ARCH-FFE | FALSE
FQDW-311.04 | WORKSTATION: corner, fixed height, 900H, 600D x 1200/2100W |  |  | 3 | ARCH-FFE | FALSE
FQDW-311.05 | WORKSTATION: corner, fixed height, 900H, 600D x 1500/1500W |  |  | 3 | ARCH-FFE | FALSE
FQDW-311.06 | WORKSTATION: corner, fixed height, 900H, 600D x 1500/1800W |  |  | 3 | ARCH-FFE | FALSE
FQDW-311.07 | WORKSTATION: corner, fixed height, 900H, 600D x 1500/2100W |  |  | 3 | ARCH-FFE | FALSE
FQDW-311.08 | WORKSTATION: corner, fixed height, 900H, 600D x 1800/1800W |  |  | 3 | ARCH-FFE | FALSE
FQDW-311.09 | WORKSTATION: corner, fixed height, 900H, 600D x 1800/2100W |  |  | 3 | ARCH-FFE | FALSE
FQDW-311.10 | WORKSTATION: corner, fixed height, 900H, 600D x 2100/2100W |  |  | 3 | ARCH-FFE | FALSE
FQDW-312 | WORKSTATION: corner, fixed height, 900H, 650D |  |  | 3 | ARCH-FFE | FALSE
FQDW-312.01 | WORKSTATION: corner, fixed height, 900H, 650D x 1200/1200W |  |  | 3 | ARCH-FFE | FALSE
FQDW-312.02 | WORKSTATION: corner, fixed height, 900H, 650D x 1200/1500W |  |  | 3 | ARCH-FFE | FALSE
FQDW-312.03 | WORKSTATION: corner, fixed height, 900H, 650D x 1200/1800W |  |  | 3 | ARCH-FFE | FALSE
FQDW-312.04 | WORKSTATION: corner, fixed height, 900H, 650D x 1200/2100W |  |  | 3 | ARCH-FFE | FALSE
FQDW-312.05 | WORKSTATION: corner, fixed height, 900H, 650D x 1500/1500W |  |  | 3 | ARCH-FFE | FALSE
FQDW-312.06 | WORKSTATION: corner, fixed height, 900H, 650D x 1500/1800W |  |  | 3 | ARCH-FFE | FALSE
FQDW-312.07 | WORKSTATION: corner, fixed height, 900H, 650D x 1500/2100W |  |  | 3 | ARCH-FFE | FALSE
FQDW-312.08 | WORKSTATION: corner, fixed height, 900H, 650D x 1800/1800W |  |  | 3 | ARCH-FFE | FALSE
FQDW-312.09 | WORKSTATION: corner, fixed height, 900H, 650D x 1800/2100W |  |  | 3 | ARCH-FFE | FALSE
FQDW-312.10 | WORKSTATION: corner, fixed height, 900H, 650D x 2100/2100W |  |  | 3 | ARCH-FFE | FALSE
FQDW-313 | WORKSTATION: corner, fixed height, 900H, 700D |  |  | 3 | ARCH-FFE | FALSE
FQDW-313.01 | WORKSTATION: corner, fixed height, 900H, 700D x 1200/1200W |  |  | 3 | ARCH-FFE | FALSE
FQDW-313.02 | WORKSTATION: corner, fixed height, 900H, 700D x 1200/1500W |  |  | 3 | ARCH-FFE | FALSE
FQDW-313.03 | WORKSTATION: corner, fixed height, 900H, 700D x 1200/1800W |  |  | 3 | ARCH-FFE | FALSE
FQDW-313.04 | WORKSTATION: corner, fixed height, 900H, 700D x 1200/2100W |  |  | 3 | ARCH-FFE | FALSE
FQDW-313.05 | WORKSTATION: corner, fixed height, 900H, 700D x 1500/1500W |  |  | 3 | ARCH-FFE | FALSE
FQDW-313.06 | WORKSTATION: corner, fixed height, 900H, 700D x 1500/1800W |  |  | 3 | ARCH-FFE | FALSE
FQDW-313.07 | WORKSTATION: corner, fixed height, 900H, 700D x 1500/2100W |  |  | 3 | ARCH-FFE | FALSE
FQDW-313.08 | WORKSTATION: corner, fixed height, 900H, 700D x 1800/1800W |  |  | 3 | ARCH-FFE | FALSE
FQDW-313.09 | WORKSTATION: corner, fixed height, 900H, 700D x 1800/2100W |  |  | 3 | ARCH-FFE | FALSE
FQDW-313.10 | WORKSTATION: corner, fixed height, 900H, 700D x 2100/2100W |  |  | 3 | ARCH-FFE | FALSE
FQDW-314 | WORKSTATION: corner, fixed height, 900H, 750D |  |  | 3 | ARCH-FFE | FALSE
FQDW-314.01 | WORKSTATION: corner, fixed height, 900H, 750D x 1200/1200W |  |  | 3 | ARCH-FFE | FALSE
FQDW-314.02 | WORKSTATION: corner, fixed height, 900H, 750D x 1200/1500W |  |  | 3 | ARCH-FFE | FALSE
FQDW-314.03 | WORKSTATION: corner, fixed height, 900H, 750D x 1200/1800W |  |  | 3 | ARCH-FFE | FALSE
FQDW-314.04 | WORKSTATION: corner, fixed height, 900H, 750D x 1200/2100W |  |  | 3 | ARCH-FFE | FALSE
FQDW-314.05 | WORKSTATION: corner, fixed height, 900H, 750D x 1500/1500W |  |  | 3 | ARCH-FFE | FALSE
FQDW-314.06 | WORKSTATION: corner, fixed height, 900H, 750D x 1500/1800W |  |  | 3 | ARCH-FFE | FALSE
FQDW-314.07 | WORKSTATION: corner, fixed height, 900H, 750D x 1500/2100W |  |  | 3 | ARCH-FFE | FALSE
FQDW-314.08 | WORKSTATION: corner, fixed height, 900H, 750D x 1800/1800W |  |  | 3 | ARCH-FFE | FALSE
FQDW-314.09 | WORKSTATION: corner, fixed height, 900H, 750D x 1800/2100W |  |  | 3 | ARCH-FFE | FALSE
FQDW-314.10 | WORKSTATION: corner, fixed height, 900H, 750D x 2100/2100W |  |  | 3 | ARCH-FFE | FALSE
FQDW-315 | WORKSTATION: corner, fixed height, 900H, 800D |  |  | 3 | ARCH-FFE | FALSE
FQDW-315.01 | WORKSTATION: corner, fixed height, 900H, 800D x 1200/1200W |  |  | 3 | ARCH-FFE | FALSE
FQDW-315.02 | WORKSTATION: corner, fixed height, 900H, 800D x 1200/1500W |  |  | 3 | ARCH-FFE | FALSE
FQDW-315.03 | WORKSTATION: corner, fixed height, 900H, 800D x 1200/1800W |  |  | 3 | ARCH-FFE | FALSE
FQDW-315.04 | WORKSTATION: corner, fixed height, 900H, 800D x 1200/2100W |  |  | 3 | ARCH-FFE | FALSE
FQDW-315.05 | WORKSTATION: corner, fixed height, 900H, 800D x 1500/1500W |  |  | 3 | ARCH-FFE | FALSE
FQDW-315.06 | WORKSTATION: corner, fixed height, 900H, 800D x 1500/1800W |  |  | 3 | ARCH-FFE | FALSE
FQDW-315.07 | WORKSTATION: corner, fixed height, 900H, 800D x 1500/2100W |  |  | 3 | ARCH-FFE | FALSE
FQDW-315.08 | WORKSTATION: corner, fixed height, 900H, 800D x 1800/1800W |  |  | 3 | ARCH-FFE | FALSE
FQDW-315.09 | WORKSTATION: corner, fixed height, 900H, 800D x 1800/2100W |  |  | 3 | ARCH-FFE | FALSE
FQDW-315.10 | WORKSTATION: corner, fixed height, 900H, 800D x 2100/2100W |  |  | 3 | ARCH-FFE | FALSE
FQDW-321 | WORKSTATION: corner, fixed height, 1050H, 600D |  |  | 3 | ARCH-FFE | FALSE
FQDW-321.01 | WORKSTATION: corner, fixed height, 1050H, 600D x 1200/1200W |  |  | 3 | ARCH-FFE | FALSE
FQDW-321.02 | WORKSTATION: corner, fixed height, 1050H, 600D x 1200/1500W |  |  | 3 | ARCH-FFE | FALSE
FQDW-321.03 | WORKSTATION: corner, fixed height, 1050H, 600D x 1200/1800W |  |  | 3 | ARCH-FFE | FALSE
FQDW-321.04 | WORKSTATION: corner, fixed height, 1050H, 600D x 1200/2100W |  |  | 3 | ARCH-FFE | FALSE
FQDW-321.05 | WORKSTATION: corner, fixed height, 1050H, 600D x 1500/1500W |  |  | 3 | ARCH-FFE | FALSE
FQDW-321.06 | WORKSTATION: corner, fixed height, 1050H, 600D x 1500/1800W |  |  | 3 | ARCH-FFE | FALSE
FQDW-321.07 | WORKSTATION: corner, fixed height, 1050H, 600D x 1500/2100W |  |  | 3 | ARCH-FFE | FALSE
FQDW-321.08 | WORKSTATION: corner, fixed height, 1050H, 600D x 1800/1800W |  |  | 3 | ARCH-FFE | FALSE
FQDW-321.09 | WORKSTATION: corner, fixed height, 1050H, 600D x 1800/2100W |  |  | 3 | ARCH-FFE | FALSE
FQDW-321.10 | WORKSTATION: corner, fixed height, 1050H, 600D x 2100/2100W |  |  | 3 | ARCH-FFE | FALSE
FQDW-322 | WORKSTATION: corner, fixed height, 1050H, 650D |  |  | 3 | ARCH-FFE | FALSE
FQDW-322.01 | WORKSTATION: corner, fixed height, 1050H, 650D x 1200/1200W |  |  | 3 | ARCH-FFE | FALSE
FQDW-322.02 | WORKSTATION: corner, fixed height, 1050H, 650D x 1200/1500W |  |  | 3 | ARCH-FFE | FALSE
FQDW-322.03 | WORKSTATION: corner, fixed height, 1050H, 650D x 1200/1800W |  |  | 3 | ARCH-FFE | FALSE
FQDW-322.04 | WORKSTATION: corner, fixed height, 1050H, 650D x 1200/2100W |  |  | 3 | ARCH-FFE | FALSE
FQDW-322.05 | WORKSTATION: corner, fixed height, 1050H, 650D x 1500/1500W |  |  | 3 | ARCH-FFE | FALSE
FQDW-322.06 | WORKSTATION: corner, fixed height, 1050H, 650D x 1500/1800W |  |  | 3 | ARCH-FFE | FALSE
FQDW-322.07 | WORKSTATION: corner, fixed height, 1050H, 650D x 1500/2100W |  |  | 3 | ARCH-FFE | FALSE
FQDW-322.08 | WORKSTATION: corner, fixed height, 1050H, 650D x 1800/1800W |  |  | 3 | ARCH-FFE | FALSE
FQDW-322.09 | WORKSTATION: corner, fixed height, 1050H, 650D x 1800/2100W |  |  | 3 | ARCH-FFE | FALSE
FQDW-322.10 | WORKSTATION: corner, fixed height, 1050H, 650D x 2100/2100W |  |  | 3 | ARCH-FFE | FALSE
FQDW-323 | WORKSTATION: corner, fixed height, 1050H, 700D |  |  | 3 | ARCH-FFE | FALSE
FQDW-323.01 | WORKSTATION: corner, fixed height, 1050H, 700D x 1200/1200W |  |  | 3 | ARCH-FFE | FALSE
FQDW-323.02 | WORKSTATION: corner, fixed height, 1050H, 700D x 1200/1500W |  |  | 3 | ARCH-FFE | FALSE
FQDW-323.03 | WORKSTATION: corner, fixed height, 1050H, 700D x 1200/1800W |  |  | 3 | ARCH-FFE | FALSE
FQDW-323.04 | WORKSTATION: corner, fixed height, 1050H, 700D x 1200/2100W |  |  | 3 | ARCH-FFE | FALSE
FQDW-323.05 | WORKSTATION: corner, fixed height, 1050H, 700D x 1500/1500W |  |  | 3 | ARCH-FFE | FALSE
FQDW-323.06 | WORKSTATION: corner, fixed height, 1050H, 700D x 1500/1800W |  |  | 3 | ARCH-FFE | FALSE
FQDW-323.07 | WORKSTATION: corner, fixed height, 1050H, 700D x 1500/2100W |  |  | 3 | ARCH-FFE | FALSE
FQDW-323.08 | WORKSTATION: corner, fixed height, 1050H, 700D x 1800/1800W |  |  | 3 | ARCH-FFE | FALSE
FQDW-323.09 | WORKSTATION: corner, fixed height, 1050H, 700D x 1800/2100W |  |  | 3 | ARCH-FFE | FALSE
FQDW-323.10 | WORKSTATION: corner, fixed height, 1050H, 700D x 2100/2100W |  |  | 3 | ARCH-FFE | FALSE
FQDW-324 | WORKSTATION: corner, fixed height, 1050H, 750D |  |  | 3 | ARCH-FFE | FALSE
FQDW-324.01 | WORKSTATION: corner, fixed height, 1050H, 750D x 1200/1200W |  |  | 3 | ARCH-FFE | FALSE
FQDW-324.02 | WORKSTATION: corner, fixed height, 1050H, 750D x 1200/1500W |  |  | 3 | ARCH-FFE | FALSE
FQDW-324.03 | WORKSTATION: corner, fixed height, 1050H, 750D x 1200/1800W |  |  | 3 | ARCH-FFE | FALSE
FQDW-324.04 | WORKSTATION: corner, fixed height, 1050H, 750D x 1200/2100W |  |  | 3 | ARCH-FFE | FALSE
FQDW-324.05 | WORKSTATION: corner, fixed height, 1050H, 750D x 1500/1500W |  |  | 3 | ARCH-FFE | FALSE
FQDW-324.06 | WORKSTATION: corner, fixed height, 1050H, 750D x 1500/1800W |  |  | 3 | ARCH-FFE | FALSE
FQDW-324.07 | WORKSTATION: corner, fixed height, 1050H, 750D x 1500/2100W |  |  | 3 | ARCH-FFE | FALSE
FQDW-324.08 | WORKSTATION: corner, fixed height, 1050H, 750D x 1800/1800W |  |  | 3 | ARCH-FFE | FALSE
FQDW-324.09 | WORKSTATION: corner, fixed height, 1050H, 750D x 1800/2100W |  |  | 3 | ARCH-FFE | FALSE
FQDW-324.10 | WORKSTATION: corner, fixed height, 1050H, 750D x 2100/2100W |  |  | 3 | ARCH-FFE | FALSE
FQDW-325 | WORKSTATION: corner, fixed height, 1050H, 800D |  |  | 3 | ARCH-FFE | FALSE
FQDW-325.01 | WORKSTATION: corner, fixed height, 1050H, 800D x 1200/1200W |  |  | 3 | ARCH-FFE | FALSE
FQDW-325.02 | WORKSTATION: corner, fixed height, 1050H, 800D x 1200/1500W |  |  | 3 | ARCH-FFE | FALSE
FQDW-325.03 | WORKSTATION: corner, fixed height, 1050H, 800D x 1200/1800W |  |  | 3 | ARCH-FFE | FALSE
FQDW-325.04 | WORKSTATION: corner, fixed height, 1050H, 800D x 1200/2100W |  |  | 3 | ARCH-FFE | FALSE
FQDW-325.05 | WORKSTATION: corner, fixed height, 1050H, 800D x 1500/1500W |  |  | 3 | ARCH-FFE | FALSE
FQDW-325.06 | WORKSTATION: corner, fixed height, 1050H, 800D x 1500/1800W |  |  | 3 | ARCH-FFE | FALSE
FQDW-325.07 | WORKSTATION: corner, fixed height, 1050H, 800D x 1500/2100W |  |  | 3 | ARCH-FFE | FALSE
FQDW-325.08 | WORKSTATION: corner, fixed height, 1050H, 800D x 1800/1800W |  |  | 3 | ARCH-FFE | FALSE
FQDW-325.09 | WORKSTATION: corner, fixed height, 1050H, 800D x 1800/2100W |  |  | 3 | ARCH-FFE | FALSE
FQDW-325.10 | WORKSTATION: corner, fixed height, 1050H, 800D x 2100/2100W |  |  | 3 | ARCH-FFE | FALSE
FQDW-331 | WORKSTATION: corner, adjustable height, 720H nom, 720H, 600D |  |  | 3 | ARCH-FFE | FALSE
FQDW-331.01 | WORKSTATION: corner, adjustable height, 720H nom, 720H, 600D x 1200/1200W |  |  | 3 | ARCH-FFE | FALSE
FQDW-331.02 | WORKSTATION: corner, adjustable height, 720H nom, 720H, 600D x 1200/1500W |  |  | 3 | ARCH-FFE | FALSE
FQDW-331.03 | WORKSTATION: corner, adjustable height, 720H nom, 720H, 600D x 1200/1800W |  |  | 3 | ARCH-FFE | FALSE
FQDW-331.04 | WORKSTATION: corner, adjustable height, 720H nom, 720H, 600D x 1200/2100W |  |  | 3 | ARCH-FFE | FALSE
FQDW-331.05 | WORKSTATION: corner, adjustable height, 720H nom, 720H, 600D x 1500/1500W |  |  | 3 | ARCH-FFE | FALSE
FQDW-331.06 | WORKSTATION: corner, adjustable height, 720H nom, 720H, 600D x 1500/1800W |  |  | 3 | ARCH-FFE | FALSE
FQDW-331.07 | WORKSTATION: corner, adjustable height, 720H nom, 720H, 600D x 1500/2100W |  |  | 3 | ARCH-FFE | FALSE
FQDW-331.08 | WORKSTATION: corner, adjustable height, 720H nom, 720H, 600D x 1800/1800W |  |  | 3 | ARCH-FFE | FALSE
FQDW-331.09 | WORKSTATION: corner, adjustable height, 720H nom, 720H, 600D x 1800/2100W |  |  | 3 | ARCH-FFE | FALSE
FQDW-331.10 | WORKSTATION: corner, adjustable height, 720H nom, 720H, 600D x 2100/2100W |  |  | 3 | ARCH-FFE | FALSE
FQDW-332 | WORKSTATION: corner, adjustable height, 720H nom, 720H, 650D |  |  | 3 | ARCH-FFE | FALSE
FQDW-332.01 | WORKSTATION: corner, adjustable height, 720H nom, 720H, 650D x 1200/1200W |  |  | 3 | ARCH-FFE | FALSE
FQDW-332.02 | WORKSTATION: corner, adjustable height, 720H nom, 720H, 650D x 1200/1500W |  |  | 3 | ARCH-FFE | FALSE
FQDW-332.03 | WORKSTATION: corner, adjustable height, 720H nom, 720H, 650D x 1200/1800W |  |  | 3 | ARCH-FFE | FALSE
FQDW-332.04 | WORKSTATION: corner, adjustable height, 720H nom, 720H, 650D x 1200/2100W |  |  | 3 | ARCH-FFE | FALSE
FQDW-332.05 | WORKSTATION: corner, adjustable height, 720H nom, 720H, 650D x 1500/1500W |  |  | 3 | ARCH-FFE | FALSE
FQDW-332.06 | WORKSTATION: corner, adjustable height, 720H nom, 720H, 650D x 1500/1800W |  |  | 3 | ARCH-FFE | FALSE
FQDW-332.07 | WORKSTATION: corner, adjustable height, 720H nom, 720H, 650D x 1500/2100W |  |  | 3 | ARCH-FFE | FALSE
FQDW-332.08 | WORKSTATION: corner, adjustable height, 720H nom, 720H, 650D x 1800/1800W |  |  | 3 | ARCH-FFE | FALSE
FQDW-332.09 | WORKSTATION: corner, adjustable height, 720H nom, 720H, 650D x 1800/2100W |  |  | 3 | ARCH-FFE | FALSE
FQDW-332.10 | WORKSTATION: corner, adjustable height, 720H nom, 720H, 650D x 2100/2100W |  |  | 3 | ARCH-FFE | FALSE
FQDW-333 | WORKSTATION: corner, adjustable height, 720H nom, 720H, 700D |  |  | 3 | ARCH-FFE | FALSE
FQDW-333.01 | WORKSTATION: corner, adjustable height, 720H nom, 720H, 700D x 1200/1200W |  |  | 3 | ARCH-FFE | FALSE
FQDW-333.02 | WORKSTATION: corner, adjustable height, 720H nom, 720H, 700D x 1200/1500W |  |  | 3 | ARCH-FFE | FALSE
FQDW-333.03 | WORKSTATION: corner, adjustable height, 720H nom, 720H, 700D x 1200/1800W |  |  | 3 | ARCH-FFE | FALSE
FQDW-333.04 | WORKSTATION: corner, adjustable height, 720H nom, 720H, 700D x 1200/2100W |  |  | 3 | ARCH-FFE | FALSE
FQDW-333.05 | WORKSTATION: corner, adjustable height, 720H nom, 720H, 700D x 1500/1500W |  |  | 3 | ARCH-FFE | FALSE
FQDW-333.06 | WORKSTATION: corner, adjustable height, 720H nom, 720H, 700D x 1500/1800W |  |  | 3 | ARCH-FFE | FALSE
FQDW-333.07 | WORKSTATION: corner, adjustable height, 720H nom, 720H, 700D x 1500/2100W |  |  | 3 | ARCH-FFE | FALSE
FQDW-333.08 | WORKSTATION: corner, adjustable height, 720H nom, 720H, 700D x 1800/1800W |  |  | 3 | ARCH-FFE | FALSE
FQDW-333.09 | WORKSTATION: corner, adjustable height, 720H nom, 720H, 700D x 1800/2100W |  |  | 3 | ARCH-FFE | FALSE
FQDW-333.10 | WORKSTATION: corner, adjustable height, 720H nom, 720H, 700D x 2100/2100W |  |  | 3 | ARCH-FFE | FALSE
FQDW-334 | WORKSTATION: corner, adjustable height, 720H nom, 720H, 750D |  |  | 3 | ARCH-FFE | FALSE
FQDW-334.01 | WORKSTATION: corner, adjustable height, 720H nom, 720H, 750D x 1200/1200W |  |  | 3 | ARCH-FFE | FALSE
FQDW-334.02 | WORKSTATION: corner, adjustable height, 720H nom, 720H, 750D x 1200/1500W |  |  | 3 | ARCH-FFE | FALSE
FQDW-334.03 | WORKSTATION: corner, adjustable height, 720H nom, 720H, 750D x 1200/1800W |  |  | 3 | ARCH-FFE | FALSE
FQDW-334.04 | WORKSTATION: corner, adjustable height, 720H nom, 720H, 750D x 1200/2100W |  |  | 3 | ARCH-FFE | FALSE
FQDW-334.05 | WORKSTATION: corner, adjustable height, 720H nom, 720H, 750D x 1500/1500W | FQDW-017 | WORKSTATION: corner, adj height, 1500/1500W x 750D x 750H nom. | 3 | ARCH-FFE | FALSE
FQDW-334.06 | WORKSTATION: corner, adjustable height, 720H nom, 720H, 750D x 1500/1800W | FQDW-018 | WORKSTATION: corner, adj height, 1800/1500W x 750D x 750H nom. | 3 | ARCH-FFE | FALSE
FQDW-334.07 | WORKSTATION: corner, adjustable height, 720H nom, 720H, 750D x 1500/2100W | FQDW-020 | WORKSTATION: corner, adj height, 2100/1500W x 750D x 750H nom. | 3 | ARCH-FFE | FALSE
FQDW-334.08 | WORKSTATION: corner, adjustable height, 720H nom, 720H, 750D x 1800/1800W | FQDW-019 | WORKSTATION: corner, adj height, 1800/1800W x 750D x 750H nom. | 3 | ARCH-FFE | FALSE
FQDW-334.09 | WORKSTATION: corner, adjustable height, 720H nom, 720H, 750D x 1800/2100W | FQDW-021 | WORKSTATION: corner, adj height, 2100/1800W x 750D x 750H nom. | 3 | ARCH-FFE | FALSE
FQDW-334.10 | WORKSTATION: corner, adjustable height, 720H nom, 720H, 750D x 2100/2100W |  |  | 3 | ARCH-FFE | FALSE
FQDW-335 | WORKSTATION: corner, adjustable height, 720H nom, 720H, 800D |  |  | 3 | ARCH-FFE | FALSE
FQDW-335.01 | WORKSTATION: corner, adjustable height, 720H nom, 720H, 800D x 1200/1200W |  |  | 3 | ARCH-FFE | FALSE
FQDW-335.02 | WORKSTATION: corner, adjustable height, 720H nom, 720H, 800D x 1200/1500W |  |  | 3 | ARCH-FFE | FALSE
FQDW-335.03 | WORKSTATION: corner, adjustable height, 720H nom, 720H, 800D x 1200/1800W |  |  | 3 | ARCH-FFE | FALSE
FQDW-335.04 | WORKSTATION: corner, adjustable height, 720H nom, 720H, 800D x 1200/2100W |  |  | 3 | ARCH-FFE | FALSE
FQDW-335.05 | WORKSTATION: corner, adjustable height, 720H nom, 720H, 800D x 1500/1500W |  |  | 3 | ARCH-FFE | FALSE
FQDW-335.06 | WORKSTATION: corner, adjustable height, 720H nom, 720H, 800D x 1500/1800W |  |  | 3 | ARCH-FFE | FALSE
FQDW-335.07 | WORKSTATION: corner, adjustable height, 720H nom, 720H, 800D x 1500/2100W |  |  | 3 | ARCH-FFE | FALSE
FQDW-335.08 | WORKSTATION: corner, adjustable height, 720H nom, 720H, 800D x 1800/1800W |  |  | 3 | ARCH-FFE | FALSE
FQDW-335.09 | WORKSTATION: corner, adjustable height, 720H nom, 720H, 800D x 1800/2100W |  |  | 3 | ARCH-FFE | FALSE
FQDW-335.10 | WORKSTATION: corner, adjustable height, 720H nom, 720H, 800D x 2100/2100W |  |  | 3 | ARCH-FFE | FALSE
FQDW-361 | WORKSTATION: corner, adjustable height, electric, 720H nom, 720H, 600D |  |  | 3 | ARCH-FFE | FALSE
FQDW-361.01 | WORKSTATION: corner, adjustable height, electric, 720H nom, 720H, 600D x 1200/1200W |  |  | 3 | ARCH-FFE | FALSE
FQDW-361.02 | WORKSTATION: corner, adjustable height, electric, 720H nom, 720H, 600D x 1200/1500W |  |  | 3 | ARCH-FFE | FALSE
FQDW-361.03 | WORKSTATION: corner, adjustable height, electric, 720H nom, 720H, 600D x 1200/1800W |  |  | 3 | ARCH-FFE | FALSE
FQDW-361.04 | WORKSTATION: corner, adjustable height, electric, 720H nom, 720H, 600D x 1200/2100W |  |  | 3 | ARCH-FFE | FALSE
FQDW-361.05 | WORKSTATION: corner, adjustable height, electric, 720H nom, 720H, 600D x 1500/1500W |  |  | 3 | ARCH-FFE | FALSE
FQDW-361.06 | WORKSTATION: corner, adjustable height, electric, 720H nom, 720H, 600D x 1500/1800W |  |  | 3 | ARCH-FFE | FALSE
FQDW-361.07 | WORKSTATION: corner, adjustable height, electric, 720H nom, 720H, 600D x 1500/2100W |  |  | 3 | ARCH-FFE | FALSE
FQDW-361.08 | WORKSTATION: corner, adjustable height, electric, 720H nom, 720H, 600D x 1800/1800W |  |  | 3 | ARCH-FFE | FALSE
FQDW-361.09 | WORKSTATION: corner, adjustable height, electric, 720H nom, 720H, 600D x 1800/2100W |  |  | 3 | ARCH-FFE | FALSE
FQDW-361.10 | WORKSTATION: corner, adjustable height, electric, 720H nom, 720H, 600D x 2100/2100W |  |  | 3 | ARCH-FFE | FALSE
FQDW-362 | WORKSTATION: corner, adjustable height, electric, 720H nom, 720H, 650D |  |  | 3 | ARCH-FFE | FALSE
FQDW-362.01 | WORKSTATION: corner, adjustable height, electric, 720H nom, 720H, 650D x 1200/1200W |  |  | 3 | ARCH-FFE | FALSE
FQDW-362.02 | WORKSTATION: corner, adjustable height, electric, 720H nom, 720H, 650D x 1200/1500W |  |  | 3 | ARCH-FFE | FALSE
FQDW-362.03 | WORKSTATION: corner, adjustable height, electric, 720H nom, 720H, 650D x 1200/1800W |  |  | 3 | ARCH-FFE | FALSE
FQDW-362.04 | WORKSTATION: corner, adjustable height, electric, 720H nom, 720H, 650D x 1200/2100W |  |  | 3 | ARCH-FFE | FALSE
FQDW-362.05 | WORKSTATION: corner, adjustable height, electric, 720H nom, 720H, 650D x 1500/1500W |  |  | 3 | ARCH-FFE | FALSE
FQDW-362.06 | WORKSTATION: corner, adjustable height, electric, 720H nom, 720H, 650D x 1500/1800W |  |  | 3 | ARCH-FFE | FALSE
FQDW-362.07 | WORKSTATION: corner, adjustable height, electric, 720H nom, 720H, 650D x 1500/2100W |  |  | 3 | ARCH-FFE | FALSE
FQDW-362.08 | WORKSTATION: corner, adjustable height, electric, 720H nom, 720H, 650D x 1800/1800W |  |  | 3 | ARCH-FFE | FALSE
FQDW-362.09 | WORKSTATION: corner, adjustable height, electric, 720H nom, 720H, 650D x 1800/2100W |  |  | 3 | ARCH-FFE | FALSE
FQDW-362.10 | WORKSTATION: corner, adjustable height, electric, 720H nom, 720H, 650D x 2100/2100W |  |  | 3 | ARCH-FFE | FALSE
FQDW-363 | WORKSTATION: corner, adjustable height, electric, 720H nom, 720H, 700D |  |  | 3 | ARCH-FFE | FALSE
FQDW-363.01 | WORKSTATION: corner, adjustable height, electric, 720H nom, 720H, 700D x 1200/1200W |  |  | 3 | ARCH-FFE | FALSE
FQDW-363.02 | WORKSTATION: corner, adjustable height, electric, 720H nom, 720H, 700D x 1200/1500W |  |  | 3 | ARCH-FFE | FALSE
FQDW-363.03 | WORKSTATION: corner, adjustable height, electric, 720H nom, 720H, 700D x 1200/1800W |  |  | 3 | ARCH-FFE | FALSE
FQDW-363.04 | WORKSTATION: corner, adjustable height, electric, 720H nom, 720H, 700D x 1200/2100W |  |  | 3 | ARCH-FFE | FALSE
FQDW-363.05 | WORKSTATION: corner, adjustable height, electric, 720H nom, 720H, 700D x 1500/1500W |  |  | 3 | ARCH-FFE | FALSE
FQDW-363.06 | WORKSTATION: corner, adjustable height, electric, 720H nom, 720H, 700D x 1500/1800W |  |  | 3 | ARCH-FFE | FALSE
FQDW-363.07 | WORKSTATION: corner, adjustable height, electric, 720H nom, 720H, 700D x 1500/2100W |  |  | 3 | ARCH-FFE | FALSE
FQDW-363.08 | WORKSTATION: corner, adjustable height, electric, 720H nom, 720H, 700D x 1800/1800W |  |  | 3 | ARCH-FFE | FALSE
FQDW-363.09 | WORKSTATION: corner, adjustable height, electric, 720H nom, 720H, 700D x 1800/2100W |  |  | 3 | ARCH-FFE | FALSE
FQDW-363.10 | WORKSTATION: corner, adjustable height, electric, 720H nom, 720H, 700D x 2100/2100W |  |  | 3 | ARCH-FFE | FALSE
FQDW-364 | WORKSTATION: corner, adjustable height, electric, 720H nom, 720H, 750D |  |  | 3 | ARCH-FFE | FALSE
FQDW-364.01 | WORKSTATION: corner, adjustable height, electric, 720H nom, 720H, 750D x 1200/1200W |  |  | 3 | ARCH-FFE | FALSE
FQDW-364.02 | WORKSTATION: corner, adjustable height, electric, 720H nom, 720H, 750D x 1200/1500W |  |  | 3 | ARCH-FFE | FALSE
FQDW-364.03 | WORKSTATION: corner, adjustable height, electric, 720H nom, 720H, 750D x 1200/1800W |  |  | 3 | ARCH-FFE | FALSE
FQDW-364.04 | WORKSTATION: corner, adjustable height, electric, 720H nom, 720H, 750D x 1200/2100W |  |  | 3 | ARCH-FFE | FALSE
FQDW-364.05 | WORKSTATION: corner, adjustable height, electric, 720H nom, 720H, 750D x 1500/1500W |  |  | 3 | ARCH-FFE | FALSE
FQDW-364.06 | WORKSTATION: corner, adjustable height, electric, 720H nom, 720H, 750D x 1500/1800W |  |  | 3 | ARCH-FFE | FALSE
FQDW-364.07 | WORKSTATION: corner, adjustable height, electric, 720H nom, 720H, 750D x 1500/2100W |  |  | 3 | ARCH-FFE | FALSE
FQDW-364.08 | WORKSTATION: corner, adjustable height, electric, 720H nom, 720H, 750D x 1800/1800W |  |  | 3 | ARCH-FFE | FALSE
FQDW-364.09 | WORKSTATION: corner, adjustable height, electric, 720H nom, 720H, 750D x 1800/2100W |  |  | 3 | ARCH-FFE | FALSE
FQDW-364.10 | WORKSTATION: corner, adjustable height, electric, 720H nom, 720H, 750D x 2100/2100W |  |  | 3 | ARCH-FFE | FALSE
FQDW-365 | WORKSTATION: corner, adjustable height, electric, 720H nom, 720H, 800D |  |  | 3 | ARCH-FFE | FALSE
FQDW-365.01 | WORKSTATION: corner, adjustable height, electric, 720H nom, 720H, 800D x 1200/1200W |  |  | 3 | ARCH-FFE | FALSE
FQDW-365.02 | WORKSTATION: corner, adjustable height, electric, 720H nom, 720H, 800D x 1200/1500W |  |  | 3 | ARCH-FFE | FALSE
FQDW-365.03 | WORKSTATION: corner, adjustable height, electric, 720H nom, 720H, 800D x 1200/1800W |  |  | 3 | ARCH-FFE | FALSE
FQDW-365.04 | WORKSTATION: corner, adjustable height, electric, 720H nom, 720H, 800D x 1200/2100W |  |  | 3 | ARCH-FFE | FALSE
FQDW-365.05 | WORKSTATION: corner, adjustable height, electric, 720H nom, 720H, 800D x 1500/1500W |  |  | 3 | ARCH-FFE | FALSE
FQDW-365.06 | WORKSTATION: corner, adjustable height, electric, 720H nom, 720H, 800D x 1500/1800W |  |  | 3 | ARCH-FFE | FALSE
FQDW-365.07 | WORKSTATION: corner, adjustable height, electric, 720H nom, 720H, 800D x 1500/2100W |  |  | 3 | ARCH-FFE | FALSE
FQDW-365.08 | WORKSTATION: corner, adjustable height, electric, 720H nom, 720H, 800D x 1800/1800W |  |  | 3 | ARCH-FFE | FALSE
FQDW-365.09 | WORKSTATION: corner, adjustable height, electric, 720H nom, 720H, 800D x 1800/2100W |  |  | 3 | ARCH-FFE | FALSE
FQDW-365.10 | WORKSTATION: corner, adjustable height, electric, 720H nom, 720H, 800D x 2100/2100W |  |  | 3 | ARCH-FFE | FALSE
FQGE-002 | ARTWORK: wall mounted | FQGE-002 | ARTWORK | 3 | ARCH-FFE | TRUE
FQGE-101 | CURTAIN: privacy screen |  |  | 3 | ARCH-FFE | TRUE
FQGE-102 | CURTAIN: shower |  |  | 3 | ARCH-FFE | TRUE
FQGE-106 | SCREEN: privacy, mobile | FQBS-005 | BEDSCREEN: mobile | 3 | ARCH-FFE | FALSE
FQGE-107 | SCREEN: privacy, floor standing |  |  | 3 | ARCH-FFE | FALSE
FQGE-108 | SCREEN: privacy, acoustic, mobile |  |  | 3 | ARCH-FFE | FALSE
FQGE-109 | SCREEN: privacy, acoustic, floor standing |  |  | 3 | ARCH-FFE | TRUE
FQGE-111 | BASKET: storage, for wall mounted panel, extra small |  |  | 3 | ARCH-FFE | FALSE
FQGE-112 | BASKET: storage, for wall mounted panel, small | FQSN-002; FQSN-003; FQSN-006; FQSN-007 | BASKET: wire mesh; BASKET: wire mesh, stainless steel; BIN: storage bins, for wall mounted panel; BIN: storage bins, wire mesh, stainless steel | 3 | ARCH-FFE | TRUE
FQGE-113 | BASKET: storage, for wall mounted panel, medium |  |  | 3 | ARCH-FFE | TRUE
FQGE-114 | BASKET: storage, for wall mounted panel, large |  |  | 3 | ARCH-FFE | FALSE
FQGE-115 | BASKET: storage, for wall mounted panel, extra large |  |  | 3 | ARCH-FFE | FALSE
FQGE-121 | CLOCK: analogue display, battery operated |  |  | 3 | ARCH-FFE | TRUE
FQGE-122 | CLOCK: digital display, battery operated |  |  | 3 | ARCH-FFE | TRUE
FQGE-131 | VENDING MACHINE: food/drinks, cold |  |  | 3 | ARCH-FFE | FALSE
FQGE-132 | VENDING MACHINE: food/drinks, hot |  |  | 3 | ARCH-FFE | FALSE
FQGE-136 | VENDING MACHINE: toiletries and hygiene products |  |  | 3 | ARCH-FFE | FALSE
FQGE-137 | VENDING MACHINE: stationery and office supplies |  |  | 3 | ARCH-FFE | FALSE
FQGE-138 | VENDING MACHINE: electronics and chargers |  |  | 3 | ARCH-FFE | FALSE
FQGE-141 | ATM: floor standing |  |  | 2 | ARCH-FFE | FALSE
FQGE-142 | ATM: built-in |  |  | 2 | ARCH-FFE | FALSE
FQGE-151 | PARKING MACHINE: ticket payment, floor standing |  |  | 2 | ARCH-FFE | FALSE
FQGE-152 | PARKING MACHINE: ticket payment, built-in |  |  | 2 | ARCH-FFE | FALSE
FQGE-161 | STOOL: step |  |  | 3 | ARCH-FFE | TRUE
FQGE-162 | STOOL: step, safety | FQBS-053 | STOOL: stepping | 3 | ARCH-FFE | TRUE
FQGE-166 | LADDER: step |  |  | 3 | ARCH-FFE | FALSE
FQGE-167 | LADDER: extension |  |  | 3 | ARCH-FFE | FALSE
FQGE-168 | LADDER: folding |  |  | 3 | ARCH-FFE | FALSE
FQGE-169 | LADDER: platform |  |  | 3 | ARCH-FFE | FALSE
FQGE-181 | TUG: stock mover, driver operated, walk-behind |  |  | 3 | ARCH-FFE | FALSE
FQGE-182 | TUG: stock mover, driver operated, step-on |  |  | 3 | ARCH-FFE | FALSE
FQGE-183 | TUG: stock mover, driver operated, step-on, towing |  |  | 3 | ARCH-FFE | FALSE
FQGE-184 | TUG: stock mover, driver operated, ride-on |  |  | 3 | ARCH-FFE | FALSE
FQGE-185 | TUG: stock mover, driver operated, ride-on, towing |  |  | 3 | ARCH-FFE | FALSE
FQGE-191 | TUG: stock mover, automated guided vehicle (AGV) |  |  | 3 | ARCH-FFE | FALSE
FQGE-201 | DEVICE: paper binding, benchtop |  |  | 3 | ARCH-FFE | FALSE
FQGE-202 | DEVICE: paper trimming, guillotine, benchtop |  |  | 3 | ARCH-FFE | FALSE
FQGE-203 | DEVICE: paper laminator, benchtop |  |  | 3 | ARCH-FFE | FALSE
FQGE-211 | DEVICE: paper shredder, benchtop |  |  | 3 | ARCH-FFE | FALSE
FQGE-212 | DEVICE: paper shredder, floor standing |  |  | 3 | ARCH-FFE | FALSE
FQGE-221 | DEVICE: cash register |  |  | 3 | ARCH-FFE | FALSE
FQGE-226 | DEVICE: electronic funds transfer at point of sale (EFTPOS) |  |  | 3 | ARCH-FFE | TRUE
FQGE-231 | DEVICE: cash counting |  |  | 3 | ARCH-FFE | FALSE
FQGE-251 | DEVICE: sewing machine, domestic |  |  | 3 | ARCH-FFE | FALSE
FQGE-252 | DEVICE: sewing machine, domestic, overlocker |  |  | 3 | ARCH-FFE | FALSE
FQGE-256 | DEVICE: sewing machine, commercial |  |  | 3 | ARCH-FFE | FALSE
FQGE-257 | DEVICE: sewing machine, commercial, overlocker |  |  | 3 | ARCH-FFE | FALSE
FQGE-301 | HAND DRYER: wall mounted |  |  | 1 | ARCH-FFE | FALSE
FQGE-351 | PRAM: infant/child, single |  |  | 3 | ARCH-FFE | FALSE
FQGE-352 | PRAM: infant/child, double |  |  | 3 | ARCH-FFE | FALSE
FQGE-361 | CHANGE TABLE: baby, wall mounted | FQBS-035 | CHANGE TABLE: baby | 1 | ARCH-FFE | FALSE
FQGE-362 | CHANGE TABLE: baby, wall mounted, drop down |  |  | 1 | ARCH-FFE | FALSE
FQGE-363 | CHANGE TABLE: baby, freestanding |  |  | 3 | ARCH-FFE | FALSE
FQGE-364 | CHANGE TABLE: baby, mobile |  |  | 3 | ARCH-FFE | FALSE
FQGE-366 | CHANGING MAT: child/infant, benchtop |  |  | 3 | ARCH-FFE | FALSE
FQGE-371 | TOY BOX: play areas, open top | FQSN-137 | TOY BOX & TOYS | 3 | ARCH-FFE | FALSE
FQGE-372 | TOY BOX: play areas, open top, mobile |  |  | 3 | ARCH-FFE | FALSE
FQGE-381 | SAND BOX: play, fixed, outdoor |  |  | 1 | ARCH-FFE | FALSE
FQGE-386 | SAND BOX: play, mobile, table |  |  | 3 | ARCH-FFE | FALSE
FQGE-401 | MACHINE: workshop, lathe |  |  | 1 | ARCH-FFE | FALSE
FQGE-402 | MACHINE: workshop, milling |  |  | 1 | ARCH-FFE | FALSE
FQGE-403 | MACHINE: workshop, table saw |  |  | 3 | ARCH-FFE | FALSE
FQGE-404 | MACHINE: workshop, drill press |  |  | 3 | ARCH-FFE | FALSE
FQGE-411 | DEVICE: workshop, vice |  |  | 3 | ARCH-FFE | FALSE
FQGE-412 | DEVICE: workshop, sander |  |  | 3 | ARCH-FFE | FALSE
FQGE-413 | DEVICE: workshop, power saw |  |  | 3 | ARCH-FFE | FALSE
FQGE-414 | DEVICE: workshop, drill |  |  | 3 | ARCH-FFE | FALSE
FQGE-431 | PALLET JACK: manual | FQSN-056 | PALLET JACK: manual | 3 | ARCH-FFE | FALSE
FQGE-432 | PALLET JACK: manual, with weighing scale |  |  | 3 | ARCH-FFE | FALSE
FQGE-436 | PALLET JACK: electric |  |  | 3 | ARCH-FFE | FALSE
FQGE-437 | PALLET JACK: electric, step-on |  |  | 3 | ARCH-FFE | FALSE
FQGE-438 | PALLET JACK: electric, ride-on |  |  | 3 | ARCH-FFE | FALSE
FQGE-441 | PALLET: full size | FQSN-057 | PALLET | 3 | ARCH-FFE | FALSE
FQGE-442 | PALLET: half size | FQSN-138 | PALLET: half size | 3 | ARCH-FFE | FALSE
FQGE-451 | PLANTER: indoor |  |  | 3 | ARCH-FFE | FALSE
FQGE-452 | PLANTER: outdoor |  |  | 1 | ARCH-FFE | FALSE
FQGE-461 | MOWER: landscaping, push |  |  | 3 | ARCH-FFE | FALSE
FQGE-462 | MOWER: landscaping, ride on |  |  | 3 | ARCH-FFE | FALSE
FQGE-471 | MULCHER |  |  | 1 | ARCH-FFE | FALSE
FQSM-051 | PEDESTAL: mobile, 660H nominal, 2 equal wire basket drawers | FQSM-040 | PEDESTAL: mobile, drawer unit, lockable, 660H | 3 | ARCH-FFE | FALSE
FQSM-052 | PEDESTAL: mobile, 660H nominal, 3 equal wire basket drawers |  |  | 3 | ARCH-FFE | FALSE
FQSM-056 | PEDESTAL: mobile, 840H nominal, 3 equal wire basket drawers | FQSM-003 | PEDESTAL: mobile, wire basket unit, 840H | 3 | ARCH-FFE | FALSE
FQSM-057 | PEDESTAL: mobile, 840H nominal, 4 equal wire basket drawers | FQSM-004 | PEDESTAL: mobile, wire basket unit with drawer, 840H | 3 | ARCH-FFE | TRUE
FQSM-061 | PEDESTAL: mobile, 660H nominal, 2 equal drawers and 1 file drawer | FQSM-009 | PEDESTAL: mobile, filing unit, 660H | 3 | ARCH-FFE | TRUE
FQSM-062 | PEDESTAL: mobile, 660H nominal, 2 file drawers |  |  | 3 | ARCH-FFE | FALSE
FQSM-063 | PEDESTAL: mobile, 660H nominal, 3 equal drawers | FQSM-007 | PEDESTAL: mobile, drawer unit, 660H | 3 | ARCH-FFE | TRUE
FQSM-064 | PEDESTAL: mobile, 660H nominal, 4 equal drawers |  |  | 3 | ARCH-FFE | FALSE
FQSM-066 | PEDESTAL: mobile, 840H nominal, 3 equal drawers and 1 file drawer | FQSM-010 | PEDESTAL: mobile, filing unit, 840H | 3 | ARCH-FFE | FALSE
FQSM-069 | PEDESTAL: mobile, 840H nominal, 4 equal drawers | FQSM-008 | PEDESTAL: mobile, drawer unit, 840H | 3 | ARCH-FFE | FALSE
FQSM-081 | PEDESTAL: mobile, 660H nominal, 1 drawer and 1 printer shelf | FQSM-008 | PEDESTAL: mobile, drawer unit, 840H | 3 | ARCH-FFE | TRUE
FQSM-086 | PEDESTAL: mobile, 840H nominal, 2 equal drawers and 1 printer shelf | FQSM-008 | PEDESTAL: mobile, drawer unit, 840H | 3 | ARCH-FFE | FALSE
FQSM-087 | PEDESTAL: mobile, 840H nominal, 1 file drawer and 1 printer shelf | FQSM-008 | PEDESTAL: mobile, drawer unit, 840H | 3 | ARCH-FFE | FALSE
FQSM-151 | STORAGE SOLUTION: modular system, mobile, 400D x 400W x 2100H nominal |  |  | 3 | ARCH-FFE | FALSE
FQSM-152 | STORAGE SOLUTION: modular system, mobile, 400D x 600W x 2100H nominal |  |  | 3 | ARCH-FFE | FALSE
FQSM-153 | STORAGE SOLUTION: modular system, mobile, 400D x 750W x 2100H nominal |  |  | 3 | ARCH-FFE | FALSE
FQSM-154 | STORAGE SOLUTION: modular system, mobile, 400D x 900W x 2100H nominal |  |  | 3 | ARCH-FFE | FALSE
FQSM-155 | STORAGE SOLUTION: modular system, mobile, 400D x 1200W x 2100H nominal |  |  | 3 | ARCH-FFE | FALSE
FQSM-161 | STORAGE SOLUTION: modular system, mobile, 600D x 400W x 2100H nominal |  |  | 3 | ARCH-FFE | FALSE
FQSM-162 | STORAGE SOLUTION: modular system, mobile, 600D x 600W x 2100H nominal |  |  | 3 | ARCH-FFE | FALSE
FQSM-163 | STORAGE SOLUTION: modular system, mobile, 600D x 750W x 2100H nominal |  |  | 3 | ARCH-FFE | FALSE
FQSM-164 | STORAGE SOLUTION: modular system, mobile, 600D x 900W x 2100H nominal |  |  | 3 | ARCH-FFE | FALSE
FQSM-165 | STORAGE SOLUTION: modular system, mobile, 600D x 1200W x 2100H nominal |  |  | 3 | ARCH-FFE | FALSE
FQSM-201 | SHELVING UNIT: mobile, adjustable shelves, 400D x 400W x 2100H nominal |  |  | 3 | ARCH-FFE | FALSE
FQSM-202 | SHELVING UNIT: mobile, adjustable shelves, 400D x 600W x 2100H nominal | FQSM-046; FQSM-048 | SHELVING: storage solution, 600W x 400D x 2100H nom., wire, mobile; SHELVING: storage solution, shelving, 600W x 400D x 2100H nom., wire, mobile | 3 | ARCH-FFE | TRUE
FQSM-203 | SHELVING UNIT: mobile, adjustable shelves, 400D x 750W x 2100H nominal |  |  | 3 | ARCH-FFE | FALSE
FQSM-204 | SHELVING UNIT: mobile, adjustable shelves, 400D x 900W x 2100H nominal | FQSM-014; FQSM-015 | SHELVING: stainless steel, mobile; SHELVING: stainless steel wire mesh, mobile | 3 | ARCH-FFE | FALSE
FQSM-205 | SHELVING UNIT: mobile, adjustable shelves, 400D x 1200W x 2100H nominal |  |  | 3 | ARCH-FFE | TRUE
FQSM-206 | SHELVING UNIT: mobile, adjustable shelves, 400D x 1500W x 2100H nominal |  |  | 3 | ARCH-FFE | FALSE
FQSM-207 | SHELVING UNIT: mobile, adjustable shelves, 400D x 1800W x 2100H nominal |  |  | 3 | ARCH-FFE | FALSE
FQSM-211 | SHELVING UNIT: mobile, adjustable shelves, 600D x 400W x 2100H nominal | FQSM-045; FQSM-047 | SHELVING: storage solution, 400W x 600D x 2100H nom., wire, mobile; SHELVING: storage solution, shelving, 400W x 600D x 2100H nom., wire, mobile | 3 | ARCH-FFE | TRUE
FQSM-212 | SHELVING UNIT: mobile, adjustable shelves, 600D x 600W x 2100H nominal |  |  | 3 | ARCH-FFE | FALSE
FQSM-213 | SHELVING UNIT: mobile, adjustable shelves, 600D x 750W x 2100H nominal |  |  | 4 | ARCH-FFE | FALSE
FQSM-214 | SHELVING UNIT: mobile, adjustable shelves, 600D x 900W x 2100H nominal |  |  | 3 | ARCH-FFE | FALSE
FQSM-215 | SHELVING UNIT: mobile, adjustable shelves, 600D x 1200W x 2100H nominal |  |  | 3 | ARCH-FFE | FALSE
FQSM-216 | SHELVING UNIT: mobile, adjustable shelves, 600D x 1500W x 2100H nominal |  |  | 3 | ARCH-FFE | FALSE
FQSM-217 | SHELVING UNIT: mobile, adjustable shelves, 600D x 1800W x 2100H nominal |  |  | 3 | ARCH-FFE | FALSE
FQSM-251 | CABINET: mobile, 660H nominal, single door | FQSM-005 | PEDESTAL: mobile, cupboard unit, 660H | 3 | ARCH-FFE | FALSE
FQSM-252 | CABINET: mobile, 840H nominal, single door | FQSM-006 | PEDESTAL: mobile, cupboard unit, 840H | 3 | ARCH-FFE | FALSE
FQSM-253 | CABINET: mobile, 900H nominal, single door |  |  | 3 | ARCH-FFE | FALSE
FQSM-254 | CABINET: mobile, 1000H nominal, single door |  |  | 3 | ARCH-FFE | FALSE
FQSM-255 | CABINET: mobile, 1200H nominal, single door |  |  | 3 | ARCH-FFE | FALSE
FQSM-256 | CABINET: mobile, 1500H nominal, single door |  |  | 3 | ARCH-FFE | FALSE
FQSM-257 | CABINET: mobile, 1800H nominal, single door |  |  | 3 | ARCH-FFE | FALSE
FQSM-258 | CABINET: mobile, 2100H nominal, single door |  |  | 3 | ARCH-FFE | FALSE
FQSM-261 | CABINET: mobile, 660H nominal, double door |  |  | 3 | ARCH-FFE | FALSE
FQSM-262 | CABINET: mobile, 840H nominal, double door | FQSM-044 | CUPBOARD: mobile, double door, adjustable shelves | 3 | ARCH-FFE | FALSE
FQSM-263 | CABINET: mobile, 900H nominal, double door |  |  | 3 | ARCH-FFE | FALSE
FQSM-264 | CABINET: mobile, 1000H nominal, double door |  |  | 3 | ARCH-FFE | FALSE
FQSM-265 | CABINET: mobile, 1200H nominal, double door |  |  | 3 | ARCH-FFE | FALSE
FQSM-266 | CABINET: mobile, 1500H nominal, double door |  |  | 3 | ARCH-FFE | FALSE
FQSM-267 | CABINET: mobile, 1800H nominal, double door |  |  | 3 | ARCH-FFE | FALSE
FQSM-268 | CABINET: mobile, 2100H nominal, double door |  |  | 3 | ARCH-FFE | FALSE
FQSM-271 | CABINET: mobile, 660H nominal, shelving unit |  |  | 3 | ARCH-FFE | FALSE
FQSM-272 | CABINET: mobile, 840H nominal, shelving unit |  |  | 3 | ARCH-FFE | FALSE
FQSM-273 | CABINET: mobile, 900H nominal, shelving unit |  |  | 3 | ARCH-FFE | FALSE
FQSM-274 | CABINET: mobile, 1000H nominal, shelving unit |  |  | 3 | ARCH-FFE | FALSE
FQSM-275 | CABINET: mobile, 1200H nominal, shelving unit |  |  | 3 | ARCH-FFE | FALSE
FQSM-276 | CABINET: mobile, 1500H nominal, shelving unit |  |  | 3 | ARCH-FFE | FALSE
FQSM-277 | CABINET: mobile, 1800H nominal, shelving unit |  |  | 3 | ARCH-FFE | FALSE
FQSM-278 | CABINET: mobile, 2100H nominal, shelving unit |  |  | 3 | ARCH-FFE | FALSE
FQSM-281 | CABINET: mobile, 660H nominal, tambour unit |  |  | 3 | ARCH-FFE | FALSE
FQSM-282 | CABINET: mobile, 840H nominal, tambour unit |  |  | 3 | ARCH-FFE | FALSE
FQSM-283 | CABINET: mobile, 900H nominal, tambour unit |  |  | 3 | ARCH-FFE | FALSE
FQSM-284 | CABINET: mobile, 1000H nominal, tambour unit |  |  | 3 | ARCH-FFE | TRUE
FQSM-285 | CABINET: mobile, 1200H nominal, tambour unit |  |  | 3 | ARCH-FFE | FALSE
FQSM-286 | CABINET: mobile, 1500H nominal, tambour unit |  |  | 3 | ARCH-FFE | FALSE
FQSM-287 | CABINET: mobile, 1800H nominal, tambour unit |  |  | 3 | ARCH-FFE | TRUE
FQSM-288 | CABINET: mobile, 2100H nominal, tambour unit |  |  | 3 | ARCH-FFE | FALSE
FQSN-008 | BOOKCASE: floor standing, tall | FQSN-008 | BOOKCASE | 3 | ARCH-FFE | FALSE
FQSN-009 | BOOKCASE: floor standing, low height | FQSN-009 | BOOKCASE: lockable | 3 | ARCH-FFE | FALSE
FQSN-017 | FILING CABINET: 2 drawer, 720H nom | FQSN-017 | CABINET: filing, 2 drawer | 3 | ARCH-FFE | FALSE
FQSN-018 | FILING CABINET: 3 drawer, 1000H nom | FQSN-018 | CABINET: filing, 3 drawer | 3 | ARCH-FFE | FALSE
FQSN-019 | FILING CABINET: 4 drawer, 1350H nom | FQSN-019 | CABINET: filing, 4 drawer | 3 | ARCH-FFE | FALSE
FQSN-100 | BEDSIDE TABLE: floor standing, patient locker |  |  | 3 | ARCH-FFE | TRUE
FQSN-107 | BEDSIDE TABLE: fixed, patient locker, tamper proof, anti-ligature | FQTA-083 | TABLE: bedside, anti ligature | 3 | ARCH-FFE | TRUE
FQSN-111 | CABINET: key management, manual | ITSE-009 | CABINET: key management, manual | 1 | ARCH-FFE | FALSE
FQSN-112 | CABINET: key management, electronic | ITSE-010 | CABINET: key management, electronic | 1 | ARCH-FFE | FALSE
FQSN-121 | SAFE: small, wall mounted | FQSN-062 | SAFE: small | 1 | ARCH-FFE | FALSE
FQSN-122 | SAFE: small, floor mounted | FQSN-059 | SAFE: floor | 1 | ARCH-FFE | FALSE
FQSN-123 | SAFE: small, integral to joinery |  |  | 1 | ARCH-FFE | TRUE
FQSN-124 | SAFE: medium, wall mounted | FQSN-061 | SAFE: medium | 1 | ARCH-FFE | FALSE
FQSN-125 | SAFE: medium, floor mounted |  |  | 1 | ARCH-FFE | FALSE
FQSN-126 | SAFE: medium, integral to joinery |  |  | 1 | ARCH-FFE | FALSE
FQSN-127 | SAFE: large, wall mounted |  |  | 1 | ARCH-FFE | FALSE
FQSN-128 | SAFE: large, floor mounted |  |  | 1 | ARCH-FFE | FALSE
FQSN-129 | SAFE: large, integral to joinery |  |  | 1 | ARCH-FFE | FALSE
FQSN-131 | SAFE: small, handgun, wall mounted | FQSN-060 | SAFE: guns | 1 | ARCH-FFE | FALSE
FQSN-132 | SAFE: small, handgun, floor mounted |  |  | 1 | ARCH-FFE | FALSE
FQSN-134 | SAFE: medium, handgun, wall mounted |  |  | 1 | ARCH-FFE | FALSE
FQSN-135 | SAFE: medium, handgun, floor mounted |  |  | 1 | ARCH-FFE | FALSE
FQSN-141 | COMPACTUS: rail mounted | FQSN-063; FQSN-064; FQSN-065; FQSN-066; FQSN-067; FQSN-068 | SHELVING: compactus; SHELVING: compactus, 1050D; SHELVING: compactus, 1200D; SHELVING: compactus, 1500D; SHELVING: compactus, 1800D; SHELVING: compactus, 900D | 1 | ARCH-FFE | TRUE
FQSN-142 | COMPACTUS: floor mounted |  |  | 1 | ARCH-FFE | FALSE
FQSN-151 | STORAGE SOLUTION: modular system, floor standing, 400D x 400W x 2100H nominal |  |  | 3 | ARCH-FFE | FALSE
FQSN-152 | STORAGE SOLUTION: modular system, floor standing, 400D x 600W x 2100H nominal |  |  | 3 | ARCH-FFE | TRUE
FQSN-153 | STORAGE SOLUTION: modular system, floor standing, 400D x 750W x 2100H nominal |  |  | 3 | ARCH-FFE | FALSE
FQSN-154 | STORAGE SOLUTION: modular system, floor standing, 400D x 900W x 2100H nominal |  |  | 3 | ARCH-FFE | FALSE
FQSN-155 | STORAGE SOLUTION: modular system, floor standing, 400D x 1200W x 2100H nominal |  |  | 3 | ARCH-FFE | FALSE
FQSN-161 | STORAGE SOLUTION: modular system, floor standing, 600D x 400W x 2100H nominal |  |  | 3 | ARCH-FFE | FALSE
FQSN-162 | STORAGE SOLUTION: modular system, floor standing, 600D x 600W x 2100H nominal |  |  | 3 | ARCH-FFE | FALSE
FQSN-163 | STORAGE SOLUTION: modular system, floor standing, 600D x 750W x 2100H nominal |  |  | 3 | ARCH-FFE | FALSE
FQSN-164 | STORAGE SOLUTION: modular system, floor standing, 600D x 900W x 2100H nominal |  |  | 3 | ARCH-FFE | FALSE
FQSN-165 | STORAGE SOLUTION: modular system, floor standing, 600D x 1200W x 2100H nominal |  |  | 3 | ARCH-FFE | FALSE
FQSN-201 | SHELVING UNIT: floor standing, adjustable shelves, 400D x 400W x 2100H nominal |  |  | 3 | ARCH-FFE | FALSE
FQSN-202 | SHELVING UNIT: floor standing, adjustable shelves, 400D x 600W x 2100H nominal |  |  | 3 | ARCH-FFE | FALSE
FQSN-203 | SHELVING UNIT: floor standing, adjustable shelves, 400D x 750W x 2100H nominal | FQSN-076; FQSN-077; FQSN-078 | SHELVING: floor standing, 750W x 400D x 2100H nom., wire; SHELVING: floor standing, 750W x 400D x 2100H nom., metal; SHELVING: floor standing, 750W x 400D x 2100H nom. | 4 | ARCH-FFE | FALSE
FQSN-204 | SHELVING UNIT: floor standing, adjustable shelves, 400D x 900W x 2100H nominal | FQSN-085; FQSN-086; FQSN-087 | SHELVING: floor standing, 900W x 400D x 2100H nom., wire; SHELVING: floor standing, 900W x 400D x 2100H nom., metal; SHELVING: floor standing, 900W x 400D x 2100H nom. | 3 | ARCH-FFE | TRUE
FQSN-205 | SHELVING UNIT: floor standing, adjustable shelves, 400D x 1200W x 2100H nominal | FQSN-094; FQSN-095; FQSN-096 | SHELVING: floor standing, 1200W x 400D x 2100H nom., wire; SHELVING: floor standing, 1200W x 400D x 2100H nom., metal; SHELVING: floor standing, 1200W x 400D x 2100H nom. | 3 | ARCH-FFE | FALSE
FQSN-206 | SHELVING UNIT: floor standing, adjustable shelves, 400D x 1500W x 2100H nominal | FQSN-103; FQSN-104; FQSN-105 | SHELVING: floor standing, 1500W x 400D x 2100H nom., wire; SHELVING: floor standing, 1500W x 400D x 2100H nom., metal; SHELVING: floor standing, 1500W x 400D x 2100H nom. | 3 | ARCH-FFE | FALSE
FQSN-207 | SHELVING UNIT: floor standing, adjustable shelves, 400D x 1800W x 2100H nominal | FQSN-112; FQSN-113; FQSN-114 | SHELVING: floor standing, 1800W x 400D x 2100H nom., wire; SHELVING: floor standing, 1800W x 400D x 2100H nom., metal; SHELVING: floor standing, 1800W x 400D x 2100H nom. | 3 | ARCH-FFE | FALSE
FQSN-211 | SHELVING UNIT: floor standing, adjustable shelves, 600D x 400W x 2100H nominal |  |  | 3 | ARCH-FFE | FALSE
FQSN-212 | SHELVING UNIT: floor standing, adjustable shelves, 600D x 600W x 2100H nominal |  |  | 3 | ARCH-FFE | FALSE
FQSN-213 | SHELVING UNIT: floor standing, adjustable shelves, 600D x 750W x 2100H nominal | FQSN-070; FQSN-071; FQSN-072 | SHELVING: floor standing, 750W x 600D x 2100H nom., wire; SHELVING: floor standing, 750W x 600D x 2100H nom., metal; SHELVING: floor standing, 750W x 600D x 2100H nom. | 3 | ARCH-FFE | FALSE
FQSN-214 | SHELVING UNIT: floor standing, adjustable shelves, 600D x 900W x 2100H nominal | FQSN-079; FQSN-080; FQSN-081 | SHELVING: floor standing, 900W x 600D x 2100H nom., wire; SHELVING: floor standing, 900W x 600D x 2100H nom., metal; SHELVING: floor standing, 900W x 600D x 2100H nom. | 3 | ARCH-FFE | TRUE
FQSN-215 | SHELVING UNIT: floor standing, adjustable shelves, 600D x 1200W x 2100H nominal | FQSN-088; FQSN-089; FQSN-090 | SHELVING: floor standing, 1200W x 600D x 2100H nom., wire; SHELVING: floor standing, 1200W x 600D x 2100H nom., metal; SHELVING: floor standing, 1200W x 600D x 2100H nom. | 3 | ARCH-FFE | FALSE
FQSN-216 | SHELVING UNIT: floor standing, adjustable shelves, 600D x 1500W x 2100H nominal | FQSN-097; FQSN-098; FQSN-099 | SHELVING: floor standing, 1500W x 600D x 2100H nom., wire; SHELVING: floor standing, 1500W x 600D x 2100H nom., metal; SHELVING: floor standing, 1500W x 600D x 2100H nom. | 3 | ARCH-FFE | FALSE
FQSN-217 | SHELVING UNIT: floor standing, adjustable shelves, 600D x 1800W x 2100H nominal | FQSN-106; FQSN-107; FQSN-108 | SHELVING: floor standing, 1800W x 600D x 2100H nom., wire; SHELVING: floor standing, 1800W x 600D x 2100H nom., metal; SHELVING: floor standing, 1800W x 600D x 2100H nom. | 3 | ARCH-FFE | FALSE
FQSN-251 | CABINET: floor standing, 660H nominal, single door |  |  | 3 | ARCH-FFE | FALSE
FQSN-252 | CABINET: floor standing, 840H nominal, single door |  |  | 3 | ARCH-FFE | FALSE
FQSN-253 | CABINET: floor standing, 900H nominal, single door |  |  | 3 | ARCH-FFE | FALSE
FQSN-254 | CABINET: floor standing, 1000H nominal, single door |  |  | 3 | ARCH-FFE | FALSE
FQSN-255 | CABINET: floor standing, 1200H nominal, single door |  |  | 3 | ARCH-FFE | FALSE
FQSN-256 | CABINET: floor standing, 1500H nominal, single door |  |  | 3 | ARCH-FFE | FALSE
FQSN-257 | CABINET: floor standing, 1800H nominal, single door |  |  | 3 | ARCH-FFE | FALSE
FQSN-258 | CABINET: floor standing, 2100H nominal, single door |  |  | 3 | ARCH-FFE | FALSE
FQSN-261 | CABINET: floor standing, 660H nominal, double door |  |  | 3 | ARCH-FFE | FALSE
FQSN-262 | CABINET: floor standing, 840H nominal, double door |  |  | 3 | ARCH-FFE | FALSE
FQSN-263 | CABINET: floor standing, 900H nominal, double door |  |  | 3 | ARCH-FFE | FALSE
FQSN-264 | CABINET: floor standing, 1000H nominal, double door |  |  | 3 | ARCH-FFE | FALSE
FQSN-265 | CABINET: floor standing, 1200H nominal, double door |  |  | 3 | ARCH-FFE | FALSE
FQSN-266 | CABINET: floor standing, 1500H nominal, double door |  |  | 3 | ARCH-FFE | FALSE
FQSN-267 | CABINET: floor standing, 1800H nominal, double door |  |  | 3 | ARCH-FFE | FALSE
FQSN-268 | CABINET: floor standing, 2100H nominal, double door |  |  | 3 | ARCH-FFE | FALSE
FQSN-271 | CABINET: floor standing, 660H nominal, shelving unit |  |  | 3 | ARCH-FFE | FALSE
FQSN-272 | CABINET: floor standing, 840H nominal, shelving unit |  |  | 3 | ARCH-FFE | FALSE
FQSN-273 | CABINET: floor standing, 900H nominal, shelving unit |  |  | 3 | ARCH-FFE | FALSE
FQSN-274 | CABINET: floor standing, 1000H nominal, shelving unit |  |  | 3 | ARCH-FFE | FALSE
FQSN-275 | CABINET: floor standing, 1200H nominal, shelving unit |  |  | 3 | ARCH-FFE | FALSE
FQSN-276 | CABINET: floor standing, 1500H nominal, shelving unit |  |  | 3 | ARCH-FFE | FALSE
FQSN-277 | CABINET: floor standing, 1800H nominal, shelving unit |  |  | 3 | ARCH-FFE | FALSE
FQSN-278 | CABINET: floor standing, 2100H nominal, shelving unit |  |  | 3 | ARCH-FFE | FALSE
FQSN-281 | CABINET: floor standing, 660H nominal, tambour unit | FQSN-031 | CABINET: short, single door, tambour, adj shelves, lockable | 3 | ARCH-FFE | FALSE
FQSN-282 | CABINET: floor standing, 840H nominal, tambour unit |  |  | 3 | ARCH-FFE | FALSE
FQSN-283 | CABINET: floor standing, 900H nominal, tambour unit |  |  | 3 | ARCH-FFE | FALSE
FQSN-284 | CABINET: floor standing, 1000H nominal, tambour unit |  |  | 3 | ARCH-FFE | FALSE
FQSN-285 | CABINET: floor standing, 1200H nominal, tambour unit | FQSN-135 | CABINET: single door, tambour, adj shelves, lockable, 1200H | 3 | ARCH-FFE | TRUE
FQSN-286 | CABINET: floor standing, 1500H nominal, tambour unit |  |  | 3 | ARCH-FFE | FALSE
FQSN-287 | CABINET: floor standing, 1800H nominal, tambour unit | FQSN-033 | CABINET: tall, double door, tambour, adj shelves, lockable | 3 | ARCH-FFE | TRUE
FQSN-288 | CABINET: floor standing, 2100H nominal, tambour unit |  |  | 3 | ARCH-FFE | FALSE
FQSN-311 | LOCKER: floor standing, 1 door |  |  | 3 | ARCH-JNY | FALSE
FQSN-312 | LOCKER: floor standing, 1 door, on plinth |  |  | 3 | ARCH-JNY | FALSE
FQSN-313 | LOCKER: floor standing, 1 door, with shoe storage |  |  | 3 | ARCH-JNY | FALSE
FQSN-314 | LOCKER: floor standing, 1 door, with bench seat |  |  | 3 | ARCH-JNY | FALSE
FQSN-315 | LOCKER: floor standing, 1 door, with bench seat and shoe storage |  |  | 3 | ARCH-JNY | FALSE
FQSN-321 | LOCKER: floor standing, 2 door | FQSN-048 | LOCKER: 2 tier (half size) | 3 | ARCH-JNY | FALSE
FQSN-322 | LOCKER: floor standing, 2 door, on plinth |  |  | 3 | ARCH-JNY | FALSE
FQSN-323 | LOCKER: floor standing, 2 door, with shoe storage | FQSN-054 | LOCKER: 2 tier with shoe storage | 3 | ARCH-JNY | FALSE
FQSN-324 | LOCKER: floor standing, 2 door, with bench seat |  |  | 3 | ARCH-JNY | FALSE
FQSN-325 | LOCKER: floor standing, 2 door, with bench seat and shoe storage |  |  | 3 | ARCH-JNY | FALSE
FQSN-331 | LOCKER: floor standing, 3 door | FQSN-049 | LOCKER: 3 tier | 3 | ARCH-JNY | FALSE
FQSN-332 | LOCKER: floor standing, 3 door, on plinth |  |  | 3 | ARCH-JNY | FALSE
FQSN-333 | LOCKER: floor standing, 3 door, with shoe storage |  |  | 3 | ARCH-JNY | FALSE
FQSN-334 | LOCKER: floor standing, 3 door, with bench seat |  |  | 3 | ARCH-JNY | FALSE
FQSN-335 | LOCKER: floor standing, 3 door, with bench seat and shoe storage |  |  | 3 | ARCH-JNY | FALSE
FQSN-341 | LOCKER: floor standing, 4 door | FQSN-050 | LOCKER: 4 tier (quarter size) | 3 | ARCH-JNY | TRUE
FQSN-342 | LOCKER: floor standing, 4 door, on plinth |  |  | 3 | ARCH-JNY | FALSE
FQSN-343 | LOCKER: floor standing, 4 door, with shoe storage | FQSN-055 | LOCKER: 4 tier with shoe storage | 3 | ARCH-JNY | FALSE
FQSN-344 | LOCKER: floor standing, 4 door, with bench seat |  |  | 3 | ARCH-JNY | FALSE
FQSN-345 | LOCKER: floor standing, 4 door, with bench seat and shoe storage |  |  | 3 | ARCH-JNY | FALSE
FQSN-351 | LOCKER: floor standing, 5 door |  |  | 3 | ARCH-JNY | FALSE
FQSN-361 | LOCKER: floor standing, 6 door |  |  | 3 | ARCH-JNY | FALSE
FQTA-091 | TABLE: overbed, mobile, height adjustable | FQTA-013 | TABLE: overbed | 3 | ARCH-FFE | TRUE
FQTA-092 | TABLE: overbed, mobile, height adjustable, split tilt top |  |  | 3 | ARCH-FFE | TRUE
FQTA-096 | TABLE: play areas, child | FQTA-003 | TABLE: children's play | 3 | ARCH-FFE | FALSE
FQTA-101 | TABLE: rectangular, 450H, 900L x 600W |  |  | 3 | ARCH-FFE | FALSE
FQTA-102 | TABLE: rectangular, 450H, 900L x 750W |  |  | 3 | ARCH-FFE | FALSE
FQTA-103 | TABLE: rectangular, 450H, 1200L x 750W |  |  | 3 | ARCH-FFE | FALSE
FQTA-104 | TABLE: rectangular, 450H, 1200L x 900W | FQTA-016 | TABLE: rectangular, 1200L x 900W, low height | 3 | ARCH-FFE | FALSE
FQTA-105 | TABLE: rectangular, 450H, 1500L x 750W |  |  | 3 | ARCH-FFE | FALSE
FQTA-106 | TABLE: rectangular, 450H, 1500L x 900W | FQTA-022 | TABLE: rectangular, 1500L x 900W, low height | 3 | ARCH-FFE | FALSE
FQTA-107 | TABLE: rectangular, 450H, 1500L x 1200W | FQTA-019 | TABLE: rectangular, 1500L x 1200W, low height | 3 | ARCH-FFE | FALSE
FQTA-108 | TABLE: rectangular, 450H, 1800L x 900W |  |  | 3 | ARCH-FFE | FALSE
FQTA-109 | TABLE: rectangular, 450H, 1800L x 1200W | FQTA-025 | TABLE: rectangular, 1800L x 1200W, low height | 3 | ARCH-FFE | FALSE
FQTA-110 | TABLE: rectangular, 450H, 1800L x 1500W |  |  | 3 | ARCH-FFE | FALSE
FQTA-111 | TABLE: rectangular, 450H, 2100L x 1200W |  |  | 3 | ARCH-FFE | FALSE
FQTA-112 | TABLE: rectangular, 450H, 2400L x 1200W |  |  | 3 | ARCH-FFE | FALSE
FQTA-121 | TABLE: rectangular, 750H, 900L x 600W |  |  | 3 | ARCH-FFE | FALSE
FQTA-122 | TABLE: rectangular, 750H, 900L x 750W |  |  | 3 | ARCH-FFE | FALSE
FQTA-123 | TABLE: rectangular, 750H, 1200L x 750W |  |  | 3 | ARCH-FFE | FALSE
FQTA-123.01 | TABLE: rectangular, 750H, 1200L x 750W |  |  | 3 | ARCH-FFE | FALSE
FQTA-123.02 | TABLE: rectangular, 750H, 1200L x 750W, on casters |  |  | 3 | ARCH-FFE | FALSE
FQTA-123.03 | TABLE: rectangular, 750H, 1200L x 750W, folding |  |  | 3 | ARCH-FFE | FALSE
FQTA-123.04 | TABLE: rectangular, 750H, 1200L x 750W, folding, on casters |  |  | 3 | ARCH-FFE | FALSE
FQTA-124 | TABLE: rectangular, 750H, 1200L x 900W |  |  | 3 | ARCH-FFE | FALSE
FQTA-124.01 | TABLE: rectangular, 750H, 1200L x 900W | FQTA-015 | TABLE: rectangular, 1200L x 900W, dining height | 3 | ARCH-FFE | FALSE
FQTA-124.02 | TABLE: rectangular, 750H, 1200L x 900W, on casters |  |  | 3 | ARCH-FFE | FALSE
FQTA-124.03 | TABLE: rectangular, 750H, 1200L x 900W, folding |  |  | 3 | ARCH-FFE | FALSE
FQTA-124.04 | TABLE: rectangular, 750H, 1200L x 900W, folding, on casters | FQTA-086 | TABLE: meeting room, folding | 3 | ARCH-FFE | TRUE
FQTA-125 | TABLE: rectangular, 750H, 1500L x 750W |  |  | 3 | ARCH-FFE | FALSE
FQTA-125.01 | TABLE: rectangular, 750H, 1500L x 750W |  |  | 3 | ARCH-FFE | FALSE
FQTA-125.02 | TABLE: rectangular, 750H, 1500L x 750W, on casters |  |  | 3 | ARCH-FFE | FALSE
FQTA-125.03 | TABLE: rectangular, 750H, 1500L x 750W, folding |  |  | 3 | ARCH-FFE | FALSE
FQTA-125.04 | TABLE: rectangular, 750H, 1500L x 750W, folding, on casters |  |  | 3 | ARCH-FFE | TRUE
FQTA-126 | TABLE: rectangular, 750H, 1500L x 900W |  |  | 3 | ARCH-FFE | FALSE
FQTA-126.01 | TABLE: rectangular, 750H, 1500L x 900W | FQTA-021 | TABLE: rectangular, 1500L x 900W, dining height | 3 | ARCH-FFE | FALSE
FQTA-126.02 | TABLE: rectangular, 750H, 1500L x 900W, on casters |  |  | 3 | ARCH-FFE | FALSE
FQTA-126.03 | TABLE: rectangular, 750H, 1500L x 900W, folding |  |  | 3 | ARCH-FFE | FALSE
FQTA-126.04 | TABLE: rectangular, 750H, 1500L x 900W, folding, on casters |  |  | 3 | ARCH-FFE | FALSE
FQTA-127 | TABLE: rectangular, 750H, 1500L x 1200W |  |  | 3 | ARCH-FFE | FALSE
FQTA-127.01 | TABLE: rectangular, 750H, 1500L x 1200W | FQTA-018 | TABLE: rectangular, 1500L x 1200W, dining height | 3 | ARCH-FFE | FALSE
FQTA-127.02 | TABLE: rectangular, 750H, 1500L x 1200W, on casters |  |  | 3 | ARCH-FFE | FALSE
FQTA-127.03 | TABLE: rectangular, 750H, 1500L x 1200W, folding |  |  | 3 | ARCH-FFE | FALSE
FQTA-127.04 | TABLE: rectangular, 750H, 1500L x 1200W, folding, on casters |  |  | 3 | ARCH-FFE | FALSE
FQTA-128 | TABLE: rectangular, 750H, 1800L x 900W |  |  | 3 | ARCH-FFE | FALSE
FQTA-128.01 | TABLE: rectangular, 750H, 1800L x 900W |  |  | 3 | ARCH-FFE | FALSE
FQTA-128.02 | TABLE: rectangular, 750H, 1800L x 900W, on casters |  |  | 3 | ARCH-FFE | FALSE
FQTA-128.03 | TABLE: rectangular, 750H, 1800L x 900W, folding |  |  | 3 | ARCH-FFE | FALSE
FQTA-128.04 | TABLE: rectangular, 750H, 1800L x 900W, folding, on casters |  |  | 3 | ARCH-FFE | FALSE
FQTA-129 | TABLE: rectangular, 750H, 1800L x 1200W |  |  | 3 | ARCH-FFE | FALSE
FQTA-129.01 | TABLE: rectangular, 750H, 1800L x 1200W |  |  | 3 | ARCH-FFE | FALSE
FQTA-129.02 | TABLE: rectangular, 750H, 1800L x 1200W, on casters |  |  | 3 | ARCH-FFE | FALSE
FQTA-129.03 | TABLE: rectangular, 750H, 1800L x 1200W, folding |  |  | 3 | ARCH-FFE | FALSE
FQTA-129.04 | TABLE: rectangular, 750H, 1800L x 1200W, folding, on casters |  |  | 3 | ARCH-FFE | FALSE
FQTA-130 | TABLE: rectangular, 750H, 1800L x 1500W | FQTA-024 | TABLE: rectangular, 1800L x 1200W, dining height | 3 | ARCH-FFE | FALSE
FQTA-131 | TABLE: rectangular, 750H, 2100L x 1200W |  |  | 3 | ARCH-FFE | FALSE
FQTA-132 | TABLE: rectangular, 750H, 2400L x 1200W |  |  | 3 | ARCH-FFE | FALSE
FQTA-141 | TABLE: rectangular, 900H, 900L x 600W |  |  | 3 | ARCH-FFE | FALSE
FQTA-142 | TABLE: rectangular, 900H, 900L x 750W |  |  | 3 | ARCH-FFE | FALSE
FQTA-143 | TABLE: rectangular, 900H, 1200L x 750W |  |  | 3 | ARCH-FFE | FALSE
FQTA-144 | TABLE: rectangular, 900H, 1200L x 900W | FQTA-017 | TABLE: rectangular 1200L x 900W, work height | 3 | ARCH-FFE | FALSE
FQTA-145 | TABLE: rectangular, 900H, 1500L x 750W |  |  | 3 | ARCH-FFE | FALSE
FQTA-146 | TABLE: rectangular, 900H, 1500L x 900W | FQTA-023 | TABLE: rectangular, 1500L x 900W, work height | 3 | ARCH-FFE | TRUE
FQTA-147 | TABLE: rectangular, 900H, 1500L x 1200W | FQTA-020 | TABLE: rectangular, 1500L x 1200W, work height | 3 | ARCH-FFE | FALSE
FQTA-148 | TABLE: rectangular, 900H, 1800L x 900W | FQTA-030 | TABLE: rectangular, 1800L x 900W, work height | 3 | ARCH-FFE | FALSE
FQTA-149 | TABLE: rectangular, 900H, 1800L x 1200W | FQTA-026 | TABLE: rectangular, 1800L x 1200W, work height | 3 | ARCH-FFE | FALSE
FQTA-150 | TABLE: rectangular, 900H, 1800L x 1200W |  |  | 3 | ARCH-FFE | FALSE
FQTA-151 | TABLE: rectangular, 900H, 2100L x 1500W |  |  | 3 | ARCH-FFE | FALSE
FQTA-152 | TABLE: rectangular, 900H, 2400L x 1200W |  |  | 3 | ARCH-FFE | FALSE
FQTA-161 | TABLE: rectangular, 1050H, 900L x 600W |  |  | 3 | ARCH-FFE | FALSE
FQTA-162 | TABLE: rectangular, 1050H, 900L x 750W |  |  | 3 | ARCH-FFE | FALSE
FQTA-163 | TABLE: rectangular, 1050H, 1200L x 750W |  |  | 3 | ARCH-FFE | FALSE
FQTA-164 | TABLE: rectangular, 1050H, 1200L x 1050W |  |  | 3 | ARCH-FFE | FALSE
FQTA-165 | TABLE: rectangular, 1050H, 1500L x 750W |  |  | 3 | ARCH-FFE | FALSE
FQTA-166 | TABLE: rectangular, 1050H, 1500L x 1050W |  |  | 3 | ARCH-FFE | FALSE
FQTA-167 | TABLE: rectangular, 1050H, 1500L x 1200W | FQTA-027 | TABLE: rectangular, 1800L x 900W | 3 | ARCH-FFE | FALSE
FQTA-168 | TABLE: rectangular, 1050H, 1800L x 1050W | FQTA-028 | TABLE: rectangular, 1800L x 900W, dining height | 3 | ARCH-FFE | FALSE
FQTA-169 | TABLE: rectangular, 1050H, 1800L x 1200W | FQTA-029 | TABLE: rectangular, 1800L x 900W, low height | 3 | ARCH-FFE | FALSE
FQTA-170 | TABLE: rectangular, 1050H, 1800L x 1200W |  |  | 3 | ARCH-FFE | FALSE
FQTA-171 | TABLE: rectangular, 1050H, 2100L x 1500W |  |  | 3 | ARCH-FFE | FALSE
FQTA-172 | TABLE: rectangular, 1050H, 2400L x 1200W | FQTA-031 | TABLE: rectangular, 2400L x 1200W | 3 | ARCH-FFE | FALSE
FQTA-181 | TABLE: rectangular, custom height, 900L x 600W |  |  | 3 | ARCH-FFE | FALSE
FQTA-182 | TABLE: rectangular, custom height, 900L x 750W |  |  | 3 | ARCH-FFE | FALSE
FQTA-183 | TABLE: rectangular, custom height, 1200L x 750W | FQTA-036 | TABLE: rectangular, bespoke size | 3 | ARCH-FFE | FALSE
FQTA-184 | TABLE: rectangular, custom height, 1200L x 1050W |  |  | 3 | ARCH-FFE | FALSE
FQTA-185 | TABLE: rectangular, custom height, 1500L x 750W |  |  | 3 | ARCH-FFE | FALSE
FQTA-186 | TABLE: rectangular, custom height, 1500L x 1050W |  |  | 3 | ARCH-FFE | FALSE
FQTA-187 | TABLE: rectangular, custom height, 1500L x 1200W |  |  | 3 | ARCH-FFE | FALSE
FQTA-188 | TABLE: rectangular, custom height, 1800L x 1050W |  |  | 3 | ARCH-FFE | FALSE
FQTA-189 | TABLE: rectangular, custom height, 1800L x 1200W |  |  | 3 | ARCH-FFE | FALSE
FQTA-190 | TABLE: rectangular, custom height, 1800L x 1200W |  |  | 3 | ARCH-FFE | FALSE
FQTA-191 | TABLE: rectangular, custom height, 2100L x 1500W |  |  | 3 | ARCH-FFE | FALSE
FQTA-192 | TABLE: rectangular, custom height, 2400L x 1200W |  |  | 3 | ARCH-FFE | FALSE
FQTA-201 | TABLE: square, 450H, 500L | FQTA-071 | TABLE: square, 500W, low height | 3 | ARCH-FFE | FALSE
FQTA-202 | TABLE: square, 450H, 600L | FQTA-075 | TABLE: square, 600W, low height | 3 | ARCH-FFE | TRUE
FQTA-203 | TABLE: square, 450H, 700L |  |  | 3 | ARCH-FFE | FALSE
FQTA-204 | TABLE: square, 450H, 750L |  |  | 3 | ARCH-FFE | FALSE
FQTA-205 | TABLE: square, 450H, 900L | FQTA-080 | TABLE: square, 900W, low height | 3 | ARCH-FFE | FALSE
FQTA-206 | TABLE: square, 450H, 1000L |  |  | 3 | ARCH-FFE | FALSE
FQTA-207 | TABLE: square, 450H, 1200L | FQTA-061 | TABLE: square, 1200W, low height | 3 | ARCH-FFE | FALSE
FQTA-208 | TABLE: square, 450H, 1500L | FQTA-064 | TABLE: square, 1500W, low height | 3 | ARCH-FFE | FALSE
FQTA-209 | TABLE: square, 450H, 1800L | FQTA-067 | TABLE: square, 1800W, low height | 3 | ARCH-FFE | FALSE
FQTA-210 | TABLE: square, 450H, 2100L |  |  | 3 | ARCH-FFE | FALSE
FQTA-221 | TABLE: square, 750H, 500L | FQTA-070 | TABLE: square, 500W, dining height | 3 | ARCH-FFE | FALSE
FQTA-222 | TABLE: square, 750H, 600L | FQTA-074 | TABLE: square, 600W, dining height | 3 | ARCH-FFE | FALSE
FQTA-223 | TABLE: square, 750H, 700L |  |  | 3 | ARCH-FFE | FALSE
FQTA-224 | TABLE: square, 750H, 750L | FQTA-077 | TABLE: square, 800W, dining height | 3 | ARCH-FFE | FALSE
FQTA-225 | TABLE: square, 750H, 900L |  |  | 3 | ARCH-FFE | FALSE
FQTA-225.01 | TABLE: square, 750H, 900L | FQTA-079 | TABLE: square, 900W, dining height | 3 | ARCH-FFE | FALSE
FQTA-225.02 | TABLE: square, 750H, 900L, on casters |  |  | 3 | ARCH-FFE | FALSE
FQTA-225.03 | TABLE: square, 750H, 900L, folding |  |  | 3 | ARCH-FFE | FALSE
FQTA-225.04 | TABLE: square, 750H, 900L, folding, on casters |  |  | 3 | ARCH-FFE | FALSE
FQTA-226 | TABLE: square, 750H, 1000L |  |  | 3 | ARCH-FFE | FALSE
FQTA-226.01 | TABLE: square, 750H, 1000L |  |  | 3 | ARCH-FFE | FALSE
FQTA-226.02 | TABLE: square, 750H, 1000L, on casters |  |  | 3 | ARCH-FFE | FALSE
FQTA-226.03 | TABLE: square, 750H, 1000L, folding |  |  | 3 | ARCH-FFE | FALSE
FQTA-226.04 | TABLE: square, 750H, 1000L, folding, on casters |  |  | 3 | ARCH-FFE | FALSE
FQTA-226.05 | TABLE: square, 750H nom, 1000L, adjustable height |  |  | 3 | ARCH-FFE | FALSE
FQTA-227 | TABLE: square, 750H, 1200L |  |  | 3 | ARCH-FFE | FALSE
FQTA-227.01 | TABLE: square, 750H, 1200L | FQTA-060 | TABLE: square, 1200W, dining height | 3 | ARCH-FFE | FALSE
FQTA-227.02 | TABLE: square, 750H, 1200L, on casters |  |  | 3 | ARCH-FFE | FALSE
FQTA-227.03 | TABLE: square, 750H, 1200L, folding |  |  | 3 | ARCH-FFE | FALSE
FQTA-227.04 | TABLE: square, 750H, 1200L, folding, on casters |  |  | 3 | ARCH-FFE | FALSE
FQTA-227.05 | TABLE: square, 750H nom, 1200L, adjustable height |  |  | 3 | ARCH-FFE | FALSE
FQTA-228 | TABLE: square, 750H, 1500L |  |  | 3 | ARCH-FFE | FALSE
FQTA-228.01 | TABLE: square, 750H, 1500L | FQTA-063 | TABLE: square, 1500W, dining height | 3 | ARCH-FFE | FALSE
FQTA-228.02 | TABLE: square, 750H, 1500L, on casters |  |  | 3 | ARCH-FFE | FALSE
FQTA-229 | TABLE: square, 750H, 1800L |  |  | 3 | ARCH-FFE | FALSE
FQTA-229.01 | TABLE: square, 750H, 1800L | FQTA-066 | TABLE: square, 1800W, dining height | 3 | ARCH-FFE | FALSE
FQTA-229.02 | TABLE: square, 750H, 1800L, on casters |  |  | 3 | ARCH-FFE | FALSE
FQTA-230 | TABLE: square, 750H, 2100L |  |  | 3 | ARCH-FFE | FALSE
FQTA-230.01 | TABLE: square, 750H, 2100L |  |  | 3 | ARCH-FFE | FALSE
FQTA-230.02 | TABLE: square, 750H, 2100L, on casters |  |  | 3 | ARCH-FFE | FALSE
FQTA-241 | TABLE: square, 900H, 500L | FQTA-072 | TABLE: square, 500W, work height | 3 | ARCH-FFE | FALSE
FQTA-242 | TABLE: square, 900H, 600L | FQTA-076 | TABLE: square, 600W, work height | 3 | ARCH-FFE | FALSE
FQTA-243 | TABLE: square, 900H, 700L |  |  | 3 | ARCH-FFE | FALSE
FQTA-244 | TABLE: square, 900H, 750L |  |  | 3 | ARCH-FFE | FALSE
FQTA-245 | TABLE: square, 900H, 900L | FQTA-081 | TABLE: square, 900W, work height | 3 | ARCH-FFE | FALSE
FQTA-246 | TABLE: square, 900H, 1000L |  |  | 3 | ARCH-FFE | FALSE
FQTA-247 | TABLE: square, 900H, 1200L | FQTA-062 | TABLE: square, 1200W, work height | 3 | ARCH-FFE | FALSE
FQTA-248 | TABLE: square, 900H, 1500L | FQTA-065 | TABLE: square, 1500W, work height | 3 | ARCH-FFE | FALSE
FQTA-249 | TABLE: square, 900H, 1800L | FQTA-068 | TABLE: square, 1800W, work height | 3 | ARCH-FFE | FALSE
FQTA-250 | TABLE: square, 900H, 2100L |  |  | 3 | ARCH-FFE | FALSE
FQTA-261 | TABLE: square, 1050H, 500L | FQTA-069 | TABLE: square, 500W, counter height | 3 | ARCH-FFE | FALSE
FQTA-262 | TABLE: square, 1050H, 600L | FQTA-073 | TABLE: square, 600W, counter height | 3 | ARCH-FFE | FALSE
FQTA-263 | TABLE: square, 1050H, 700L |  |  | 3 | ARCH-FFE | FALSE
FQTA-264 | TABLE: square, 1050H, 750L |  |  | 3 | ARCH-FFE | FALSE
FQTA-265 | TABLE: square, 1050H, 900L | FQTA-078 | TABLE: square, 900W, counter height | 3 | ARCH-FFE | FALSE
FQTA-266 | TABLE: square, 1050H, 1000L |  |  | 3 | ARCH-FFE | FALSE
FQTA-267 | TABLE: square, 1050H, 1200L |  |  | 3 | ARCH-FFE | FALSE
FQTA-268 | TABLE: square, 1050H, 1500L |  |  | 3 | ARCH-FFE | FALSE
FQTA-269 | TABLE: square, 1050H, 1800L |  |  | 3 | ARCH-FFE | FALSE
FQTA-270 | TABLE: square, 1050H, 2100L |  |  | 3 | ARCH-FFE | FALSE
FQTA-281 | TABLE: square, custom height, 500L | FQTA-082 | TABLE: square, bespoke size | 3 | ARCH-FFE | FALSE
FQTA-282 | TABLE: square, custom height, 600L |  |  | 3 | ARCH-FFE | FALSE
FQTA-283 | TABLE: square, custom height, 700L |  |  | 3 | ARCH-FFE | FALSE
FQTA-284 | TABLE: square, custom height, 750L |  |  | 3 | ARCH-FFE | FALSE
FQTA-285 | TABLE: square, custom height, 900L |  |  | 3 | ARCH-FFE | FALSE
FQTA-286 | TABLE: square, custom height, 1000L |  |  | 3 | ARCH-FFE | FALSE
FQTA-287 | TABLE: square, custom height, 1200L |  |  | 3 | ARCH-FFE | FALSE
FQTA-288 | TABLE: square, custom height, 1500L |  |  | 3 | ARCH-FFE | FALSE
FQTA-289 | TABLE: square, custom height, 1800L |  |  | 3 | ARCH-FFE | FALSE
FQTA-290 | TABLE: square, custom height, 2100L |  |  | 3 | ARCH-FFE | FALSE
FQTA-301 | TABLE: oval, 450H, 900L x 600W |  |  | 3 | ARCH-FFE | FALSE
FQTA-302 | TABLE: oval, 450H, 900L x 750W |  |  | 3 | ARCH-FFE | FALSE
FQTA-303 | TABLE: oval, 450H, 1200L x 750W |  |  | 3 | ARCH-FFE | FALSE
FQTA-304 | TABLE: oval, 450H, 1200L x 900W |  |  | 3 | ARCH-FFE | FALSE
FQTA-305 | TABLE: oval, 450H, 1500L x 750W | FQTA-008 | TABLE: oval, 1500L, low height | 3 | ARCH-FFE | FALSE
FQTA-306 | TABLE: oval, 450H, 1500L x 900W |  |  | 3 | ARCH-FFE | FALSE
FQTA-307 | TABLE: oval, 450H, 1500L x 1200W |  |  | 3 | ARCH-FFE | FALSE
FQTA-308 | TABLE: oval, 450H, 1800L x 900W | FQTA-011 | TABLE: oval, 1800L, low height | 3 | ARCH-FFE | FALSE
FQTA-309 | TABLE: oval, 450H, 1800L x 1200W |  |  | 3 | ARCH-FFE | FALSE
FQTA-310 | TABLE: oval, 450H, 1800L x 1500W |  |  | 3 | ARCH-FFE | FALSE
FQTA-311 | TABLE: oval, 450H, 2100L x 1200W |  |  | 3 | ARCH-FFE | FALSE
FQTA-312 | TABLE: oval, 450H, 2400L x 1200W |  |  | 3 | ARCH-FFE | FALSE
FQTA-321 | TABLE: oval, 750H, 900L x 600W |  |  | 3 | ARCH-FFE | FALSE
FQTA-322 | TABLE: oval, 750H, 900L x 750W |  |  | 3 | ARCH-FFE | FALSE
FQTA-323 | TABLE: oval, 750H, 1200L x 750W |  |  | 3 | ARCH-FFE | FALSE
FQTA-324 | TABLE: oval, 750H, 1200L x 900W |  |  | 3 | ARCH-FFE | FALSE
FQTA-325 | TABLE: oval, 750H, 1500L x 750W | FQTA-007 | TABLE: oval, 1500L, dining height | 3 | ARCH-FFE | FALSE
FQTA-326 | TABLE: oval, 750H, 1500L x 900W |  |  | 3 | ARCH-FFE | FALSE
FQTA-327 | TABLE: oval, 750H, 1500L x 1200W |  |  | 3 | ARCH-FFE | FALSE
FQTA-328 | TABLE: oval, 750H, 1800L x 900W | FQTA-010 | TABLE: oval, 1800L, dining height | 3 | ARCH-FFE | FALSE
FQTA-329 | TABLE: oval, 750H, 1800L x 1200W |  |  | 3 | ARCH-FFE | FALSE
FQTA-330 | TABLE: oval, 750H, 1800L x 1500W |  |  | 3 | ARCH-FFE | FALSE
FQTA-331 | TABLE: oval, 750H, 2100L x 1200W |  |  | 3 | ARCH-FFE | FALSE
FQTA-332 | TABLE: oval, 750H, 2400L x 1200W |  |  | 3 | ARCH-FFE | FALSE
FQTA-341 | TABLE: oval, 900H, 900L x 600W |  |  | 3 | ARCH-FFE | FALSE
FQTA-342 | TABLE: oval, 900H, 900L x 750W |  |  | 3 | ARCH-FFE | FALSE
FQTA-343 | TABLE: oval, 900H, 1200L x 750W |  |  | 3 | ARCH-FFE | FALSE
FQTA-344 | TABLE: oval, 900H, 1200L x 900W |  |  | 3 | ARCH-FFE | FALSE
FQTA-345 | TABLE: oval, 900H, 1500L x 750W | FQTA-009 | TABLE: oval, 1500L, work height | 3 | ARCH-FFE | FALSE
FQTA-346 | TABLE: oval, 900H, 1500L x 900W |  |  | 3 | ARCH-FFE | FALSE
FQTA-347 | TABLE: oval, 900H, 1500L x 1200W |  |  | 3 | ARCH-FFE | FALSE
FQTA-348 | TABLE: oval, 900H, 1800L x 900W | FQTA-012 | TABLE: oval, 1800L, work height | 3 | ARCH-FFE | FALSE
FQTA-349 | TABLE: oval, 900H, 1800L x 1200W |  |  | 3 | ARCH-FFE | FALSE
FQTA-350 | TABLE: oval, 900H, 1800L x 1500W |  |  | 3 | ARCH-FFE | FALSE
FQTA-351 | TABLE: oval, 900H, 2100L x 1200W |  |  | 3 | ARCH-FFE | FALSE
FQTA-352 | TABLE: oval, 900H, 2400L x 1200W |  |  | 3 | ARCH-FFE | FALSE
FQTA-361 | TABLE: oval, 1050H, 900L x 600W |  |  | 3 | ARCH-FFE | FALSE
FQTA-362 | TABLE: oval, 1050H, 900L x 750W |  |  | 3 | ARCH-FFE | FALSE
FQTA-363 | TABLE: oval, 1050H, 1200L x 750W |  |  | 3 | ARCH-FFE | FALSE
FQTA-364 | TABLE: oval, 1050H, 1200L x 900W |  |  | 3 | ARCH-FFE | FALSE
FQTA-365 | TABLE: oval, 1050H, 1500L x 750W |  |  | 3 | ARCH-FFE | FALSE
FQTA-366 | TABLE: oval, 1050H, 1500L x 900W |  |  | 3 | ARCH-FFE | FALSE
FQTA-367 | TABLE: oval, 1050H, 1500L x 1200W |  |  | 3 | ARCH-FFE | FALSE
FQTA-368 | TABLE: oval, 1050H, 1800L x 900W |  |  | 3 | ARCH-FFE | FALSE
FQTA-369 | TABLE: oval, 1050H, 1800L x 1200W |  |  | 3 | ARCH-FFE | FALSE
FQTA-370 | TABLE: oval, 1050H, 1800L x 1500W |  |  | 3 | ARCH-FFE | FALSE
FQTA-371 | TABLE: oval, 1050H, 2100L x 1200W |  |  | 3 | ARCH-FFE | FALSE
FQTA-372 | TABLE: oval, 1050H, 2400L x 1200W |  |  | 3 | ARCH-FFE | FALSE
FQTA-381 | TABLE: oval, custom height, 900L x 600W |  |  | 3 | ARCH-FFE | FALSE
FQTA-382 | TABLE: oval, custom height, 900L x 750W |  |  | 3 | ARCH-FFE | FALSE
FQTA-383 | TABLE: oval, custom height, 1200L x 750W |  |  | 3 | ARCH-FFE | FALSE
FQTA-384 | TABLE: oval, custom height, 1200L x 900W |  |  | 3 | ARCH-FFE | FALSE
FQTA-385 | TABLE: oval, custom height, 1500L x 750W |  |  | 3 | ARCH-FFE | FALSE
FQTA-386 | TABLE: oval, custom height, 1500L x 900W |  |  | 3 | ARCH-FFE | FALSE
FQTA-387 | TABLE: oval, custom height, 1500L x 1200W |  |  | 3 | ARCH-FFE | FALSE
FQTA-388 | TABLE: oval, custom height, 1800L x 900W |  |  | 3 | ARCH-FFE | FALSE
FQTA-389 | TABLE: oval, custom height, 1800L x 1200W |  |  | 3 | ARCH-FFE | FALSE
FQTA-390 | TABLE: oval, custom height, 1800L x 1500W |  |  | 3 | ARCH-FFE | FALSE
FQTA-391 | TABLE: oval, custom height, 2100L x 1200W |  |  | 3 | ARCH-FFE | FALSE
FQTA-392 | TABLE: oval, custom height, 2400L x 1200W |  |  | 3 | ARCH-FFE | FALSE
FQTA-401 | TABLE: round, 450H, 500 diameter | FQTA-049 | TABLE: round, 500 diam, low height | 3 | ARCH-FFE | FALSE
FQTA-402 | TABLE: round, 450H, 600 diameter | FQTA-053 | TABLE: round, 600 diam, low height | 3 | ARCH-FFE | FALSE
FQTA-403 | TABLE: round, 450H, 700 diameter |  |  | 3 | ARCH-FFE | FALSE
FQTA-404 | TABLE: round, 450H, 750 diameter |  |  | 3 | ARCH-FFE | FALSE
FQTA-405 | TABLE: round, 450H, 900 diameter | FQTA-056 | TABLE: round, 900 diam, low height | 3 | ARCH-FFE | FALSE
FQTA-406 | TABLE: round, 450H, 1000 diameter |  |  | 3 | ARCH-FFE | FALSE
FQTA-407 | TABLE: round, 450H, 1200 diameter | FQTA-039 | TABLE: round, 1200 diam, low height | 3 | ARCH-FFE | FALSE
FQTA-408 | TABLE: round, 450H, 1500 diameter | FQTA-042 | TABLE: round, 1500 diam, low height | 3 | ARCH-FFE | FALSE
FQTA-409 | TABLE: round, 450H, 1800 diameter | FQTA-045 | TABLE: round, 1800 diam, low height | 3 | ARCH-FFE | FALSE
FQTA-410 | TABLE: round, 450H, 2100 diameter |  |  | 3 | ARCH-FFE | FALSE
FQTA-421 | TABLE: round, 750H, 500 diameter | FQTA-048 | TABLE: round, 500 diam, dining height | 3 | ARCH-FFE | FALSE
FQTA-422 | TABLE: round, 750H, 600 diameter | FQTA-052 | TABLE: round, 600 diam, dining height | 3 | ARCH-FFE | FALSE
FQTA-423 | TABLE: round, 750H, 700 diameter |  |  | 3 | ARCH-FFE | FALSE
FQTA-424 | TABLE: round, 750H, 750 diameter |  |  | 3 | ARCH-FFE | FALSE
FQTA-425 | TABLE: round, 750H, 900 diameter |  |  | 3 | ARCH-FFE | FALSE
FQTA-425.01 | TABLE: round, 750H, 900 diameter | FQTA-055 | TABLE: round, 900 diam, dining height | 3 | ARCH-FFE | TRUE
FQTA-425.02 | TABLE: round, 750H, 900 diameter, on casters |  |  | 3 | ARCH-FFE | FALSE
FQTA-425.03 | TABLE: round, 750H, 900 diameter, folding |  |  | 3 | ARCH-FFE | FALSE
FQTA-425.04 | TABLE: round, 750H, 900 diameter, folding, on casters |  |  | 3 | ARCH-FFE | FALSE
FQTA-426 | TABLE: round, 750H, 1000 diameter |  |  | 3 | ARCH-FFE | FALSE
FQTA-426.01 | TABLE: round, 750H, 1000 diameter |  |  | 3 | ARCH-FFE | FALSE
FQTA-426.02 | TABLE: round, 750H, 1000 diameter, on casters |  |  | 3 | ARCH-FFE | FALSE
FQTA-426.03 | TABLE: round, 750H, 1000 diameter, folding |  |  | 3 | ARCH-FFE | FALSE
FQTA-426.04 | TABLE: round, 750H, 1000 diameter, folding, on casters |  |  | 3 | ARCH-FFE | FALSE
FQTA-426.05 | TABLE: round, 750H nom, 1000 diameter, adjustable height |  |  | 3 | ARCH-FFE | FALSE
FQTA-427 | TABLE: round, 750H, 1200 diameter |  |  | 3 | ARCH-FFE | FALSE
FQTA-427.01 | TABLE: round, 750H, 1200 diameter | FQTA-038 | TABLE: round, 1200 diam, dining height | 3 | ARCH-FFE | FALSE
FQTA-427.02 | TABLE: round, 750H, 1200 diameter, on casters |  |  | 3 | ARCH-FFE | FALSE
FQTA-427.03 | TABLE: round, 750H, 1200 diameter, folding |  |  | 3 | ARCH-FFE | FALSE
FQTA-427.04 | TABLE: round, 750H, 1200 diameter, folding, on casters |  |  | 3 | ARCH-FFE | FALSE
FQTA-427.05 | TABLE: round, 750H nom, 1200 diameter, adjustable height |  |  | 3 | ARCH-FFE | FALSE
FQTA-428 | TABLE: round, 750H, 1500 diameter |  |  | 3 | ARCH-FFE | FALSE
FQTA-428.01 | TABLE: round, 750H, 1500 diameter | FQTA-041 | TABLE: round, 1500 diam, dining height | 3 | ARCH-FFE | FALSE
FQTA-428.02 | TABLE: round, 750H, 1500 diameter, on casters |  |  | 3 | ARCH-FFE | FALSE
FQTA-429 | TABLE: round, 750H, 1800 diameter |  |  | 3 | ARCH-FFE | FALSE
FQTA-429.01 | TABLE: round, 750H, 1800 diameter | FQTA-044 | TABLE: round, 1800 diam, dining height | 3 | ARCH-FFE | FALSE
FQTA-429.02 | TABLE: round, 750H, 1800 diameter, on casters |  |  | 3 | ARCH-FFE | FALSE
FQTA-430 | TABLE: round, 750H, 2100 diameter |  |  | 3 | ARCH-FFE | FALSE
FQTA-430.01 | TABLE: round, 750H, 2100 diameter |  |  | 3 | ARCH-FFE | FALSE
FQTA-430.02 | TABLE: round, 750H, 2100 diameter, on casters |  |  | 3 | ARCH-FFE | FALSE
FQTA-441 | TABLE: round, 900H, 500 diameter | FQTA-050 | TABLE: round, 500 diam, work height | 3 | ARCH-FFE | FALSE
FQTA-442 | TABLE: round, 900H, 600 diameter | FQTA-054 | TABLE: round, 600 diam, work height | 3 | ARCH-FFE | FALSE
FQTA-443 | TABLE: round, 900H, 700 diameter |  |  | 3 | ARCH-FFE | FALSE
FQTA-444 | TABLE: round, 900H, 750 diameter |  |  | 3 | ARCH-FFE | FALSE
FQTA-445 | TABLE: round, 900H, 900 diameter | FQTA-057 | TABLE: round, 900 diam, work height | 3 | ARCH-FFE | FALSE
FQTA-446 | TABLE: round, 900H, 1000 diameter |  |  | 3 | ARCH-FFE | FALSE
FQTA-447 | TABLE: round, 900H, 1200 diameter | FQTA-040 | TABLE: round, 1200 diam, work height | 3 | ARCH-FFE | FALSE
FQTA-448 | TABLE: round, 900H, 1500 diameter | FQTA-043 | TABLE: round, 1500 diam, work height | 3 | ARCH-FFE | FALSE
FQTA-449 | TABLE: round, 900H, 1800 diameter | FQTA-046 | TABLE: round, 1800 diam, work height | 3 | ARCH-FFE | FALSE
FQTA-450 | TABLE: round, 900H, 2100 diameter |  |  | 3 | ARCH-FFE | FALSE
FQTA-461 | TABLE: round, 1050H, 500 diameter | FQTA-047 | TABLE: round, 500 diam, counter height | 3 | ARCH-FFE | FALSE
FQTA-462 | TABLE: round, 1050H, 600 diameter | FQTA-051 | TABLE: round, 600 diam, counter height | 3 | ARCH-FFE | FALSE
FQTA-463 | TABLE: round, 1050H, 700 diameter |  |  | 3 | ARCH-FFE | FALSE
FQTA-464 | TABLE: round, 1050H, 750 diameter |  |  | 3 | ARCH-FFE | FALSE
FQTA-465 | TABLE: round, 1050H, 900 diameter |  |  | 3 | ARCH-FFE | FALSE
FQTA-466 | TABLE: round, 1050H, 1000 diameter |  |  | 3 | ARCH-FFE | FALSE
FQTA-467 | TABLE: round, 1050H, 1200 diameter | FQTA-037 | TABLE: round, 1200 diam, counter height | 3 | ARCH-FFE | FALSE
FQTA-468 | TABLE: round, 1050H, 1500 diameter |  |  | 3 | ARCH-FFE | FALSE
FQTA-469 | TABLE: round, 1050H, 1800 diameter |  |  | 3 | ARCH-FFE | FALSE
FQTA-470 | TABLE: round, 1050H, 2100 diameter |  |  | 3 | ARCH-FFE | FALSE
FQTA-481 | TABLE: round, custom height, 500 diameter | FQTA-058 | TABLE: round, bespoke size | 3 | ARCH-FFE | FALSE
FQTA-482 | TABLE: round, custom height, 600 diameter |  |  | 3 | ARCH-FFE | FALSE
FQTA-483 | TABLE: round, custom height, 700 diameter |  |  | 3 | ARCH-FFE | FALSE
FQTA-484 | TABLE: round, custom height, 750 diameter |  |  | 3 | ARCH-FFE | FALSE
FQTA-485 | TABLE: round, custom height, 900 diameter |  |  | 3 | ARCH-FFE | FALSE
FQTA-486 | TABLE: round, custom height, 1000 diameter |  |  | 3 | ARCH-FFE | FALSE
FQTA-487 | TABLE: round, custom height, 1200 diameter |  |  | 3 | ARCH-FFE | FALSE
FQTA-488 | TABLE: round, custom height, 1500 diameter |  |  | 3 | ARCH-FFE | FALSE
FQTA-489 | TABLE: round, custom height, 1800 diameter |  |  | 3 | ARCH-FFE | FALSE
FQTA-490 | TABLE: round, custom height, 2100 diameter |  |  | 3 | ARCH-FFE | FALSE
FQWS-001 | BIN: sharps, clinical, extra small |  |  | 3 | ARCH-FFE | TRUE
FQWS-002 | BIN: sharps, clinical, small |  |  | 3 | ARCH-FFE | FALSE
FQWS-003 | BIN: sharps, clinical, medium | FQCW-042; FQCW-043; FQCW-044 | BIN: waste, sharps, on benchtop; BIN: waste, sharps, on trolley; BIN: waste, sharps, wall mounted | 3 | ARCH-FFE | TRUE
FQWS-004 | BIN: sharps, clinical, large |  |  | 3 | ARCH-FFE | TRUE
FQWS-005 | BIN: sharps, clinical, extra large |  |  | 3 | ARCH-FFE | TRUE
FQWS-006 | BIN: sharps, clinical, cytotoxic, extra small |  |  | 3 | ARCH-FFE | FALSE
FQWS-007 | BIN: sharps, clinical, cytotoxic, small |  |  | 3 | ARCH-FFE | FALSE
FQWS-008 | BIN: sharps, clinical, cytotoxic, medium |  |  | 3 | ARCH-FFE | FALSE
FQWS-009 | BIN: sharps, clinical, cytotoxic, large |  |  | 3 | ARCH-FFE | FALSE
FQWS-010 | BIN: sharps, clinical, cytotoxic, extra large |  |  | 3 | ARCH-FFE | FALSE
FQWS-012 | BIN: sharps, clinical, radioactive, low/medium energy, small |  |  | 3 | ARCH-FFE | FALSE
FQWS-013 | BIN: sharps, clinical, radioactive, low/medium energy, medium |  |  | 3 | ARCH-FFE | FALSE
FQWS-017 | BIN: sharps, clinical, radioactive, high energy, small | FQCW-066 | BIN: waste, sharps, on benchtop, shielded | 3 | ARCH-FFE | FALSE
FQWS-018 | BIN: sharps, clinical, radioactive, high energy, medium |  |  | 3 | ARCH-FFE | FALSE
FQWS-021 | BIN sharps, clinical, scalpel blade remover |  |  | 3 | ARCH-FFE | FALSE
FQWS-026 | BIN: sharps, public, lockable, extra small |  |  | 3 | ARCH-FFE | FALSE
FQWS-027 | BIN: sharps, public, lockable, small |  |  | 3 | ARCH-FFE | FALSE
FQWS-028 | BIN: sharps, public, lockable, medium |  |  | 3 | ARCH-FFE | FALSE
FQWS-031 | CART: sharps bin, clinical |  |  | 3 | ARCH-FFE | TRUE
FQWS-032 | CART: sharps bin, clinical, foot pedal bin operation |  |  | 3 | ARCH-FFE | TRUE
FQWS-033 | CART: sharps bin, clinical, MRI compatible |  |  | 3 | ARCH-FFE | FALSE
FQWS-036 | STAND: sharps bin, clinical, freestanding |  |  | 3 | ARCH-FFE | FALSE
FQWS-041 | TROLLEY: bulk delivery/collection, sharps bins, clinical, small |  |  | 3 | ARCH-FFE | FALSE
FQWS-042 | TROLLEY: bulk delivery/collection, sharps bins, clinical, medium |  |  | 3 | ARCH-FFE | FALSE
FQWS-043 | TROLLEY: bulk delivery/collection, sharps bins, clinical, large |  |  | 3 | ARCH-FFE | FALSE
FQWS-051 | BIN: general waste, 20L | FQCW-016 | BIN: waste, general, 20L | 3 | ARCH-FFE | TRUE
FQWS-052 | BIN: general waste, 30L | FQCW-018 | BIN: waste, general, 30L | 3 | ARCH-FFE | FALSE
FQWS-053 | BIN: general waste, 50L | FQCW-019 | BIN: waste, general, 50L | 3 | ARCH-FFE | TRUE
FQWS-054 | BIN: general waste, 70L |  |  | 3 | ARCH-FFE | FALSE
FQWS-055 | BIN: general waste, 80L | FQCW-020 | BIN: waste, general, 80L | 3 | ARCH-FFE | FALSE
FQWS-057 | BIN: general waste, 120L | FQCW-015 | BIN: waste, general, 120L | 3 | ARCH-FFE | FALSE
FQWS-058 | BIN: general waste, 240L | FQCW-017 | BIN: waste, general, 240L | 3 | ARCH-FFE | FALSE
FQWS-059 | BIN: general waste, 660L (skip) | FQCW-022 | BIN: waste, general, skip 660 litre | 3 | ARCH-FFE | FALSE
FQWS-061 | BIN: general waste, slimline, 40L |  |  | 3 | ARCH-FFE | FALSE
FQWS-062 | BIN: general waste, slimline, 60L |  |  | 3 | ARCH-FFE | FALSE
FQWS-063 | BIN: general waste, slimline, 90L |  |  | 3 | ARCH-FFE | TRUE
FQWS-066 | BIN: general waste, in joinery drawer, 20L |  |  | 1 | ARCH-FFE | FALSE
FQWS-067 | BIN: general waste, in joinery drawer, 30L |  |  | 1 | ARCH-FFE | FALSE
FQWS-068 | BIN: general waste, in joinery drawer, 40L |  |  | 1 | ARCH-FFE | FALSE
FQWS-069 | BIN: general waste, in joinery drawer, 50L |  |  | 1 | ARCH-FFE | FALSE
FQWS-071 | BIN: recycling, commingled, 20L |  |  | 3 | ARCH-FFE | FALSE
FQWS-072 | BIN: recycling, commingled, 30L |  |  | 3 | ARCH-FFE | TRUE
FQWS-073 | BIN: recycling, commingled, 50L | FQCW-062 | BIN: waste, recycling, comingled, 50L | 3 | ARCH-FFE | TRUE
FQWS-074 | BIN: recycling, commingled, 70L |  |  | 3 | ARCH-FFE | FALSE
FQWS-075 | BIN: recycling, commingled, 80L |  |  | 3 | ARCH-FFE | FALSE
FQWS-077 | BIN: recycling, commingled, 120L |  |  | 3 | ARCH-FFE | FALSE
FQWS-078 | BIN: recycling, commingled, 240L |  |  | 3 | ARCH-FFE | FALSE
FQWS-079 | BIN: recycling, commingled, 660L (skip) |  |  | 3 | ARCH-FFE | FALSE
FQWS-081 | BIN: recycling, commingled, slimline, 40L |  |  | 3 | ARCH-FFE | FALSE
FQWS-082 | BIN: recycling, commingled, slimline, 60L |  |  | 3 | ARCH-FFE | FALSE
FQWS-083 | BIN: recycling, commingled, slimline, 90L |  |  | 3 | ARCH-FFE | FALSE
FQWS-086 | BIN: recycling, commingled, in joinery drawer, 20L |  |  | 1 | ARCH-FFE | FALSE
FQWS-087 | BIN: recycling, commingled, in joinery drawer, 30L |  |  | 1 | ARCH-FFE | FALSE
FQWS-088 | BIN: recycling, commingled, in joinery drawer, 40L |  |  | 1 | ARCH-FFE | FALSE
FQWS-089 | BIN: recycling, commingled, in joinery drawer, 50L |  |  | 1 | ARCH-FFE | FALSE
FQWS-091 | BIN: recycling, paper/cardboard, 20L | FQCW-028 | BIN: waste, recycling, paper, 20L | 3 | ARCH-FFE | FALSE
FQWS-092 | BIN: recycling, paper/cardboard, 30L | FQCW-030 | BIN: waste, recycling, paper, 30L | 3 | ARCH-FFE | FALSE
FQWS-093 | BIN: recycling, paper/cardboard, 50L | FQCW-031 | BIN: waste, recycling, paper, 50L | 3 | ARCH-FFE | FALSE
FQWS-094 | BIN: recycling, paper/cardboard, 70L |  |  | 3 | ARCH-FFE | FALSE
FQWS-095 | BIN: recycling, paper/cardboard, 80L | FQCW-033 | BIN: waste, recycling, paper, 80L | 3 | ARCH-FFE | FALSE
FQWS-097 | BIN: recycling, paper/cardboard, 120L | FQCW-027 | BIN: waste, recycling, paper, 120L | 3 | ARCH-FFE | FALSE
FQWS-098 | BIN: recycling, paper/cardboard, 240L | FQCW-029 | BIN: waste, recycling, paper, 240L | 3 | ARCH-FFE | TRUE
FQWS-099 | BIN: recycling, paper/cardboard, 660L (skip) | FQCW-032 | BIN: waste, recycling, paper, 660L skip | 3 | ARCH-FFE | FALSE
FQWS-101 | BIN: recycling, paper/cardboard, slimline, 40L |  |  | 3 | ARCH-FFE | FALSE
FQWS-102 | BIN: recycling, paper/cardboard, slimline, 60L |  |  | 3 | ARCH-FFE | FALSE
FQWS-103 | BIN: recycling, paper/cardboard, slimline, 90L |  |  | 3 | ARCH-FFE | TRUE
FQWS-106 | BIN: recycling, paper/cardboard, in joinery drawer, 20L |  |  | 1 | ARCH-FFE | FALSE
FQWS-107 | BIN: recycling, paper/cardboard, in joinery drawer, 30L |  |  | 1 | ARCH-FFE | FALSE
FQWS-108 | BIN: recycling, paper/cardboard, in joinery drawer, 40L |  |  | 1 | ARCH-FFE | FALSE
FQWS-109 | BIN: recycling, paper/cardboard, in joinery drawer, 50L |  |  | 1 | ARCH-FFE | FALSE
FQWS-111 | BIN: recycling, plastics, 20L |  |  | 3 | ARCH-FFE | FALSE
FQWS-112 | BIN: recycling, plastics, 30L |  |  | 3 | ARCH-FFE | FALSE
FQWS-113 | BIN: recycling, plastics, 50L | FQCW-035 | BIN: waste, recycling, plastics, 50L | 3 | ARCH-FFE | TRUE
FQWS-114 | BIN: recycling, plastics, 70L |  |  | 3 | ARCH-FFE | FALSE
FQWS-115 | BIN: recycling, plastics, 80L |  |  | 3 | ARCH-FFE | FALSE
FQWS-117 | BIN: recycling, plastics, 120L |  |  | 3 | ARCH-FFE | FALSE
FQWS-118 | BIN: recycling, plastics, 240L |  |  | 3 | ARCH-FFE | FALSE
FQWS-119 | BIN: recycling, plastics, 660L (skip) | FQCW-036 | BIN: waste, recycling, plastics, 660L skip | 3 | ARCH-FFE | FALSE
FQWS-121 | BIN: recycling, plastics, slimline, 40L |  |  | 3 | ARCH-FFE | FALSE
FQWS-122 | BIN: recycling, plastics, slimline, 60L |  |  | 3 | ARCH-FFE | FALSE
FQWS-123 | BIN: recycling, plastics, slimline, 90L |  |  | 3 | ARCH-FFE | TRUE
FQWS-126 | BIN: recycling, plastics, in joinery drawer, 20L |  |  | 1 | ARCH-FFE | FALSE
FQWS-127 | BIN: recycling, plastics, in joinery drawer, 30L |  |  | 1 | ARCH-FFE | FALSE
FQWS-128 | BIN: recycling, plastics, in joinery drawer, 40L |  |  | 1 | ARCH-FFE | FALSE
FQWS-129 | BIN: recycling, plastics, in joinery drawer, 50L |  |  | 1 | ARCH-FFE | FALSE
FQWS-131 | BIN: recycling, soft plastics, 20L |  |  | 3 | ARCH-FFE | TRUE
FQWS-132 | BIN: recycling, soft plastics, 30L |  |  | 3 | ARCH-FFE | FALSE
FQWS-133 | BIN: recycling, soft plastics, 50L |  |  | 3 | ARCH-FFE | FALSE
FQWS-134 | BIN: recycling, soft plastics, 70L |  |  | 3 | ARCH-FFE | FALSE
FQWS-135 | BIN: recycling, soft plastics, 80L |  |  | 3 | ARCH-FFE | FALSE
FQWS-137 | BIN: recycling, soft plastics, 120L |  |  | 3 | ARCH-FFE | FALSE
FQWS-138 | BIN: recycling, soft plastics, 240L |  |  | 3 | ARCH-FFE | FALSE
FQWS-139 | BIN: recycling, soft plastics, 660L (skip) |  |  | 3 | ARCH-FFE | FALSE
FQWS-141 | BIN: recycling, soft plastics, slimline, 40L |  |  | 3 | ARCH-FFE | FALSE
FQWS-142 | BIN: recycling, soft plastics, slimline, 60L |  |  | 3 | ARCH-FFE | FALSE
FQWS-143 | BIN: recycling, soft plastics, slimline, 90L |  |  | 3 | ARCH-FFE | TRUE
FQWS-151 | BIN: recycling, glass, 20L |  |  | 3 | ARCH-FFE | TRUE
FQWS-152 | BIN: recycling, glass, 30L |  |  | 3 | ARCH-FFE | FALSE
FQWS-153 | BIN: recycling, glass, 50L |  |  | 3 | ARCH-FFE | FALSE
FQWS-154 | BIN: recycling, glass, 70L |  |  | 3 | ARCH-FFE | FALSE
FQWS-155 | BIN: recycling, glass, 80L |  |  | 3 | ARCH-FFE | FALSE
FQWS-157 | BIN: recycling, glass, 120L |  |  | 3 | ARCH-FFE | FALSE
FQWS-158 | BIN: recycling, glass, 240L |  |  | 3 | ARCH-FFE | FALSE
FQWS-159 | BIN: recycling, glass, 660L (skip) |  |  | 3 | ARCH-FFE | FALSE
FQWS-161 | BIN: recycling, glass, slimline, 40L |  |  | 3 | ARCH-FFE | FALSE
FQWS-162 | BIN: recycling, glass, slimline, 60L |  |  | 3 | ARCH-FFE | FALSE
FQWS-163 | BIN: recycling, glass, slimline, 90L |  |  | 3 | ARCH-FFE | FALSE
FQWS-171 | BIN: recycling, metal, 20L |  |  | 3 | ARCH-FFE | TRUE
FQWS-172 | BIN: recycling, metal, 30L |  |  | 3 | ARCH-FFE | FALSE
FQWS-173 | BIN: recycling, metal, 50L |  |  | 3 | ARCH-FFE | FALSE
FQWS-174 | BIN: recycling, metal, 70L |  |  | 3 | ARCH-FFE | FALSE
FQWS-175 | BIN: recycling, metal, 80L |  |  | 3 | ARCH-FFE | FALSE
FQWS-177 | BIN: recycling, metal, 120L |  |  | 3 | ARCH-FFE | FALSE
FQWS-178 | BIN: recycling, metal, 240L |  |  | 3 | ARCH-FFE | FALSE
FQWS-179 | BIN: recycling, metal, 660L (skip) |  |  | 3 | ARCH-FFE | FALSE
FQWS-181 | BIN: recycling, metal, slimline, 40L |  |  | 3 | ARCH-FFE | FALSE
FQWS-182 | BIN: recycling, metal, slimline, 60L |  |  | 3 | ARCH-FFE | FALSE
FQWS-183 | BIN: recycling, metal, slimline, 90L |  |  | 3 | ARCH-FFE | FALSE
FQWS-191 | BIN: organics/food waste, 20L |  |  | 3 | ARCH-FFE | FALSE
FQWS-192 | BIN: organics/food waste, 30L |  |  | 3 | ARCH-FFE | FALSE
FQWS-193 | BIN: organics/food waste, 50L |  |  | 3 | ARCH-FFE | FALSE
FQWS-194 | BIN: organics/food waste, 70L |  |  | 3 | ARCH-FFE | FALSE
FQWS-195 | BIN: organics/food waste, 80L |  |  | 3 | ARCH-FFE | FALSE
FQWS-197 | BIN: organics/food waste, 120L |  |  | 3 | ARCH-FFE | FALSE
FQWS-198 | BIN: organics/food waste, 240L |  |  | 3 | ARCH-FFE | FALSE
FQWS-199 | BIN: organics/food waste, 660L (skip) |  |  | 3 | ARCH-FFE | FALSE
FQWS-201 | BIN: organics/food waste, slimline, 40L |  |  | 3 | ARCH-FFE | FALSE
FQWS-202 | BIN: organics/food waste, slimline, 60L |  |  | 3 | ARCH-FFE | FALSE
FQWS-203 | BIN: organics/food waste, slimline, 90L |  |  | 3 | ARCH-FFE | FALSE
FQWS-206 | BIN: organics/food waste, in joinery drawer, 20L |  |  | 1 | ARCH-FFE | FALSE
FQWS-207 | BIN: organics/food waste, in joinery drawer, 30L |  |  | 1 | ARCH-FFE | FALSE
FQWS-208 | BIN: organics/food waste, in joinery drawer, 40L |  |  | 1 | ARCH-FFE | FALSE
FQWS-209 | BIN: organics/food waste, in joinery drawer, 50L |  |  | 1 | ARCH-FFE | FALSE
FQWS-212 | BIN: confidential document, secure, 30L | FQCW-064 | BIN: waste, paper, secure, 20L | 3 | ARCH-FFE | TRUE
FQWS-217 | BIN: confidential document, secure, 120L | FQCW-034 | BIN: waste, recycling, paper, secure | 3 | ARCH-FFE | FALSE
FQWS-218 | BIN: confidential document, secure, 240L | FQCW-038 | BIN: waste, secure | 3 | ARCH-FFE | TRUE
FQWS-231 | BIN: clinical waste, 20L | FQCW-005 | BIN: waste, clinical, 20L | 3 | ARCH-FFE | TRUE
FQWS-232 | BIN: clinical waste, 30L | FQCW-007 | BIN: waste, clinical, 30L | 3 | ARCH-FFE | FALSE
FQWS-233 | BIN: clinical waste, 50L | FQCW-008 | BIN: waste, clinical, 50L | 3 | ARCH-FFE | TRUE
FQWS-234 | BIN: clinical waste, 70L |  |  | 3 | ARCH-FFE | FALSE
FQWS-235 | BIN: clinical waste, 80L | FQCW-010 | BIN: waste, clinical, 80L | 3 | ARCH-FFE | FALSE
FQWS-237 | BIN: clinical waste, 120L | FQCW-004 | BIN: waste, clinical, 120L | 3 | ARCH-FFE | TRUE
FQWS-238 | BIN: clinical waste, 240L | FQCW-006 | BIN: waste, clinical, 240L | 3 | ARCH-FFE | FALSE
FQWS-239 | BIN: clinical waste, 660L (skip) | FQCW-009 | BIN: waste, clinical, 660L skip | 3 | ARCH-FFE | FALSE
FQWS-251 | BIN: cytotoxic waste, 20L | FQCW-012 | BIN: waste, cytotoxic, 20L | 3 | ARCH-FFE | FALSE
FQWS-252 | BIN: cytotoxic waste, 30L |  |  | 3 | ARCH-FFE | FALSE
FQWS-253 | BIN: cytotoxic waste, 50L | FQCW-060 | BIN: waste, cytotoxic, 50L | 3 | ARCH-FFE | FALSE
FQWS-254 | BIN: cytotoxic waste, 70L |  |  | 3 | ARCH-FFE | FALSE
FQWS-255 | BIN: cytotoxic waste, 80L |  |  | 3 | ARCH-FFE | FALSE
FQWS-257 | BIN: cytotoxic waste, 120L |  |  | 3 | ARCH-FFE | FALSE
FQWS-258 | BIN: cytotoxic waste, 240L | FQCW-013 | BIN: waste, cytotoxic, 240L | 3 | ARCH-FFE | FALSE
FQWS-271 | BIN: pharmaceutical waste, 20L | FQCW-024 | BIN: waste, pharmaceutical and anatomical, 20L | 3 | ARCH-FFE | TRUE
FQWS-272 | BIN: pharmaceutical waste, 30L |  |  | 3 | ARCH-FFE | FALSE
FQWS-273 | BIN: pharmaceutical waste, 50L | FQCW-065 | BIN: waste, pharmaceutical 50L | 3 | ARCH-FFE | FALSE
FQWS-274 | BIN: pharmaceutical waste, 70L |  |  | 3 | ARCH-FFE | FALSE
FQWS-275 | BIN: pharmaceutical waste, 80L | FQCW-026 | BIN: waste, pharmaceutical and anatomical, 80L | 3 | ARCH-FFE | FALSE
FQWS-277 | BIN: pharmaceutical waste, 120L |  |  | 3 | ARCH-FFE | FALSE
FQWS-278 | BIN: pharmaceutical waste, 240L | FQCW-025 | BIN: waste, pharmaceutical and anatomical, 240L | 3 | ARCH-FFE | FALSE
FQWS-297 | BIN: anatomical waste, 120L |  |  | 3 | ARCH-FFE | FALSE
FQWS-298 | BIN: anatomical waste, 240L |  |  | 3 | ARCH-FFE | FALSE
FQWS-311 | BIN: radioactive waste, low/medium energy, 20L |  |  | 3 | ARCH-FFE | FALSE
FQWS-312 | BIN: radioactive waste, low/medium energy, 30L |  |  | 3 | ARCH-FFE | FALSE
FQWS-313 | BIN: radioactive waste, low/medium energy, 50L |  |  | 3 | ARCH-FFE | FALSE
FQWS-314 | BIN: radioactive waste, low/medium energy, 70L |  |  | 3 | ARCH-FFE | FALSE
FQWS-315 | BIN: radioactive waste, low/medium energy, 80L |  |  | 3 | ARCH-FFE | FALSE
FQWS-321 | BIN: radioactive waste, high energy, 20L |  |  | 3 | ARCH-FFE | FALSE
FQWS-322 | BIN: radioactive waste, high energy, 30L |  |  | 3 | ARCH-FFE | FALSE
FQWS-323 | BIN: radioactive waste, high energy, 50L |  |  | 3 | ARCH-FFE | FALSE
FQWS-324 | BIN: radioactive waste, high energy, 70L |  |  | 3 | ARCH-FFE | FALSE
FQWS-325 | BIN: radioactive waste, high energy, 80L |  |  | 3 | ARCH-FFE | FALSE
FQWS-331 | BIN: sanitary waste | FQCW-037 | BIN: waste, sanitary | 3 | ARCH-FFE | TRUE
FQWS-332 | BIN: sanitary waste, with wave-to-open sensor |  |  | 3 | ARCH-FFE | FALSE
FQWS-336 | BIN: sanitary waste, nappy |  |  | 3 | ARCH-FFE | FALSE
FQWS-337 | BIN: sanitary waste, nappy, with wave-to-open sensor |  |  | 3 | ARCH-FFE | FALSE
FQWS-341 | BIN: e-waste, single, electronics |  |  | 3 | ARCH-FFE | FALSE
FQWS-342 | BIN: e-waste, single, toner cartridges | FQCW-002 | BIN: recycling toner | 3 | ARCH-FFE | FALSE
FQWS-343 | BIN: e-waste, single, batteries |  |  | 3 | ARCH-FFE | FALSE
FQWS-351 | BIN: e-waste, double, electronics and toner cartridges |  |  | 3 | ARCH-FFE | FALSE
FQWS-352 | BIN: e-waste, double, electronics and batteries |  |  | 3 | ARCH-FFE | FALSE
FQWS-353 | BIN: e-waste, double, toner cartridges and batteries |  |  | 3 | ARCH-FFE | FALSE
FQWS-361 | BIN: e-waste, triple, electronics, toner cartridges and batteries |  |  | 3 | ARCH-FFE | FALSE
FQWS-381 | CART: bin, clinical waste |  |  | 3 | ARCH-FFE | FALSE
FQWS-382 | CART: bin, clinical waste, foot pedal bin operation |  |  | 3 | ARCH-FFE | FALSE
FQWS-383 | CART: bin, clinical waste, MRI compatible |  |  | 3 | ARCH-FFE | FALSE
FQWS-386 | CART: bin, cytotoxic waste |  |  | 3 | ARCH-FFE | FALSE
FQWS-387 | CART: bin, cytotoxic waste, foot pedal bin operation |  |  | 3 | ARCH-FFE | FALSE
FQWS-391 | CART: bin, pharmaceutical waste |  |  | 3 | ARCH-FFE | FALSE
FQWS-392 | CART: bin, pharmaceutical waste, foot pedal bin operation |  |  | 3 | ARCH-FFE | FALSE
FQWS-396 | TROLLEY: waste bag | FQSM-039 | TROLLEY: waste bag | 3 | ARCH-FFE | TRUE
FQWS-401 | DOLLY: bin, single |  |  | 3 | ARCH-FFE | FALSE
FQWS-402 | DOLLY: bin, single, for slimline bins |  |  | 3 | ARCH-FFE | FALSE
FQWS-406 | DOLLY: bin, double |  |  | 3 | ARCH-FFE | FALSE
FQWS-407 | DOLLY: bin, double, for slimline bins |  |  | 3 | ARCH-FFE | FALSE
FQWS-411 | DOLLY: bin, triple |  |  | 3 | ARCH-FFE | FALSE
FQWS-412 | DOLLY: bin, triple, for slimline bins |  |  | 3 | ARCH-FFE | FALSE
FQWS-421 | TROLLEY: bulk delivery/collection, bins, small |  |  | 3 | ARCH-FFE | FALSE
FQWS-422 | TROLLEY: bulk delivery/collection, bins, medium |  |  | 3 | ARCH-FFE | FALSE
FQWS-423 | TROLLEY: bulk delivery/collection, bins, large |  |  | 3 | ARCH-FFE | FALSE
FQWS-430 | SPILL KIT: general |  |  | 3 | ARCH-FFE | FALSE
FQWS-431 | SPILL KIT: biohazard |  |  | 3 | ARCH-FFE | FALSE
FQWS-432 | SPILL KIT: cytotoxic |  |  | 3 | ARCH-FFE | FALSE
FQWS-433 | SPILL KIT: hazardous chemical |  |  | 3 | ARCH-FFE | FALSE
FQWS-434 | SPILL KIT: oil and fuel |  |  | 3 | ARCH-FFE | FALSE
FQWS-441 | BIN ENCLOSURE: indoor, single, general waste |  |  | 1 | ARCH-FFE | FALSE
FQWS-442 | BIN ENCLOSURE: indoor, single, commingled recycling |  |  | 1 | ARCH-FFE | FALSE
FQWS-443 | BIN ENCLOSURE: indoor, single, paper/cardboard recycling |  |  | 1 | ARCH-FFE | FALSE
FQWS-444 | BIN ENCLOSURE: indoor, single, food waste/organics |  |  | 1 | ARCH-FFE | FALSE
FQWS-446 | BIN ENCLOSURE: outdoor, single, general waste | FQCW-023 | BIN: waste, outdoor | 1 | ARCH-FFE | FALSE
FQWS-447 | BIN ENCLOSURE: outdoor, single, commingled recycling |  |  | 1 | ARCH-FFE | FALSE
FQWS-448 | BIN ENCLOSURE: outdoor, single, paper/cardboard recycling |  |  | 1 | ARCH-FFE | FALSE
FQWS-449 | BIN ENCLOSURE: outdoor, single, food waste/organics |  |  | 1 | ARCH-FFE | FALSE
FQWS-451 | BIN ENCLOSURE: indoor, double, general waste and commingled recycling |  |  | 1 | ARCH-FFE | FALSE
FQWS-452 | BIN ENCLOSURE: indoor, double, general waste and paper/cardboard recycling |  |  | 1 | ARCH-FFE | FALSE
FQWS-453 | BIN ENCLOSURE: indoor, double, commingled recycling and paper/cardboard recycling |  |  | 1 | ARCH-FFE | FALSE
FQWS-456 | BIN ENCLOSURE: outdoor, double, general waste and commingled recycling |  |  | 1 | ARCH-FFE | FALSE
FQWS-457 | BIN ENCLOSURE: outdoor, double, general waste and paper/cardboard recycling |  |  | 1 | ARCH-FFE | FALSE
FQWS-458 | BIN ENCLOSURE: outdoor, double, commingled recycling and paper/cardboard recycling |  |  | 1 | ARCH-FFE | FALSE
FQWS-461 | BIN ENCLOSURE: indoor, triple, double, general waste, commingled recycling and paper/cardboard recycling |  |  | 1 | ARCH-FFE | FALSE
FQWS-462 | BIN ENCLOSURE: indoor, triple, double, general waste, commingled recycling and food waste/organics |  |  | 1 | ARCH-FFE | FALSE
FQWS-466 | BIN ENCLOSURE: outdoor, triple, double, general waste, commingled recycling and paper/cardboard recycling |  |  | 1 | ARCH-FFE | FALSE
FQWS-467 | BIN ENCLOSURE: outdoor, triple, double, general waste, commingled recycling and food waste/organics |  |  | 1 | ARCH-FFE | FALSE
FQWS-481 | COMPACTOR: waste, general | FQCW-052 | COMPACTOR: waste | 1 | ARCH-FFE | FALSE
FQWS-482 | COMPACTOR: waste, recycling |  |  | 1 | ARCH-FFE | FALSE

## FS
Australasian Health Facility Guidelines
ICS DATA SHEET: FIRE SERVICES (FS)
PENDING AUSHFG REVIT MODEL UPDATE
Item Code | Item Description | ICS v1.11 Item Code(s) | ICS v1.11 Item Description(s) | Budget Group | Responsibility | In use within Standard Components | AusHFG Revit Content: Family Name | AusHFG Revit Content: Type Name
FSDE-011 | CONTROL PANEL: fire detection and alarm system (FDAS) | FSDE-007 | FIP: Fire Indicator Panel | 1 | ENGG-FI | FALSE
FSDE-012 | CONTROL PANEL: emergency warning and intercom system (EWIS) | FSDE-008 | CONTROL PANEL: fire and EWIS | 1 | ENGG-FI | FALSE
FSDE-016 | CONTROL PANEL: mimic | FSDE-001 | ALARM: fire, mimic panel | 1 | ENGG-FI | FALSE
FSDE-021 | HANDSET: warden intercom point (WIP) phone | FSDE-009 | HANDSET: warden intercom point (WIP) phone | 1 | ENGG-FI | FALSE
FSDE-031 | DETECTOR: smoke | FSDE-004 | DETECTOR: smoke | 1 | ENGG-FI | FALSE
FSDE-032 | DETECTOR: smoke, anti-ligature |  |  | 1 | ENGG-FI | FALSE
FSDE-036 | DETECTOR: heat | FSDE-003 | DETECTOR: heat | 1 | ENGG-FI | FALSE
FSDE-037 | DETECTOR: heat, anti-ligature |  |  | 1 | ENGG-FI | FALSE
FSDE-051 | ALARM: fire, manual call point (MCP), break glass |  |  | 1 | ENGG-FI | FALSE
FSDE-061 | SPEAKER: fire alarm, ceiling mounted |  |  | 1 | ENGG-FI | FALSE
FSDE-062 | SPEAKER: fire alarm, ceiling recessed |  |  | 1 | ENGG-FI | FALSE
FSDE-063 | SPEAKER: fire alarm, ceiling recessed, anti-ligature |  |  | 1 | ENGG-FI | FALSE
FSDE-066 | SPEAKER: fire alarm, wall mounted |  |  | 1 | ENGG-FI | FALSE
FSDE-067 | SPEAKER: fire alarm, wall recessed |  |  | 1 | ENGG-FI | FALSE
FSDE-068 | SPEAKER: fire alarm, wall recessed, anti-ligature |  |  | 1 | ENGG-FI | FALSE
FSDE-071 | HORN: fire alarm, ceiling mounted |  |  | 1 | ENGG-FI | FALSE
FSDE-076 | HORN: fire alarm, wall mounted |  |  | 1 | ENGG-FI | FALSE
FSDE-081 | LIGHT: fire alarm, visual alarm device (VAD), ceiling mounted |  |  | 1 | ENGG-FI | FALSE
FSDE-086 | LIGHT: fire alarm, visual alarm device (VAD), wall mounted |  |  | 1 | ENGG-FI | FALSE
FSSP-001 | SPRINKLER: ceiling mounted | FSPV-014 | FIRE SUPPRESSION: sprinklers | 1 | ENGG-FI | FALSE
FSSP-002 | SPRINKLER: concealed, ceiling mounted | FSPV-015 | FIRE SUPPRESSION: sprinklers, flush to ceiling | 1 | ENGG-FI | FALSE
FSSP-003 | SPRINKLER: semi-recessed, ceiling mounted |  |  | 1 | ENGG-FI | FALSE
FSSP-004 | SPRINKLER: anti-ligature, ceiling mounted |  |  | 1 | ENGG-FI | FALSE
FSSP-011 | SPRINKLER: wall mounted |  |  | 1 | ENGG-FI | FALSE
FSSP-021 | SPRINKLER: drencher, wall | FSPV-002 | FIRE SUPPRESSION: drenchers | 1 | ENGG-FI | FALSE
FSSP-022 | SPRINKLER: drencher, window |  |  | 1 | ENGG-FI | FALSE
FSSP-023 | SPRINKLER: drencher, roof |  |  | 1 | ENGG-FI | FALSE
FSSP-051 | FIRE HOSE REEL: wall mounted | FSPV-011 | FIRE HOSE REEL: high pressure, retractable | 1 | ENGG-FI | FALSE
FSSP-052 | FIRE HOSE REEL: pole mounted |  |  | 1 | ENGG-FI | FALSE
FSSP-061 | CABINET: fire hose reel, wall mounted |  |  | 1 | ENGG-FI | FALSE
FSSP-071 | FIRE HYDRANT |  |  | 1 | ENGG-FI | FALSE
FSSP-101 | FIRE EXTINGUISHER: blanket | FSPV-005 | FIRE EXTINGUISHER: blanket | 1 | ENGG-FI | FALSE
FSSP-102 | FIRE EXTINGUISHER: dry chemical | FSPV-007 | FIRE EXTINGUISHER: dry chemical | 1 | ENGG-FI | FALSE
FSSP-103 | FIRE EXTINGUISHER: carbon dioxide (CO2) | FSPV-006 | FIRE EXTINGUISHER: CO2 | 1 | ENGG-FI | FALSE
FSSP-104 | FIRE EXTINGUISHER: foam | FSPV-008 | FIRE EXTINGUISHER: foam/powder | 1 | ENGG-FI | FALSE
FSSP-105 | FIRE EXTINGUISHER: wet chemical |  |  | 1 | ENGG-FI | FALSE
FSSP-106 | FIRE EXTINGUISHER: water |  |  | 1 | ENGG-FI | FALSE
FSSP-107 | FIRE EXTINGUISHER: powder |  |  | 1 | ENGG-FI | FALSE

## HY
Australasian Health Facility Guidelines
ICS DATA SHEET: HYDRAULIC SERVICES (HY)
PENDING AUSHFG REVIT MODEL UPDATE
Item Code | Item Description | ICS v1.11 Item Code(s) | ICS v1.11 Item Description(s) | Budget Group | Responsibility | In use within Standard Components | AusHFG Revit Content: Family Name | AusHFG Revit Content: Type Name
HYBA-101 | BASIN: type A, handwashing | HYBA-009 | BASIN: handwash, Type A, scrub | 1 | ARCH-FFE | TRUE
HYBA-111 | SCRUB TROUGH: type A, handwashing, wall mounted |  |  | 1 | ARCH-FFE | FALSE
HYBA-112 | SCRUB TROUGH: type A, handwashing, floor mounted | HYBA-077 | SINK: trough, scrub | 1 | ARCH-FFE | TRUE
HYBA-121 | BASIN: type B, handwashing | HYBA-010 | BASIN: handwash, Type B | 1 | ARCH-FFE | TRUE
HYBA-141 | BASIN: type C, handwashing | HYBA-011 | BASIN: handwash, Type C | 1 | ARCH-FFE | FALSE
HYBA-142 | BASIN: type C, handwashing, with integral single shelf | HYBA-078 | BASIN: with integrated shelf | 1 | ARCH-FFE | TRUE
HYBA-142.01 | BASIN: type C, handwashing, with integral single shelf, left |  |  | 1 | ARCH-FFE | FALSE
HYBA-142.02 | BASIN: type C, handwashing, with integral single shelf, right |  |  | 1 | ARCH-FFE | FALSE
HYBA-143 | BASIN: type C, handwashing, with integral double shelf |  |  | 1 | ARCH-FFE | FALSE
HYBA-146 | BASIN: type C, handwashing, accessible | HYBA-005 | BASIN: handwash, accessible | 1 | ARCH-FFE | FALSE
HYBA-147 | BASIN: type C, handwashing, accessible, with integral single shelf |  |  | 1 | ARCH-FFE | FALSE
HYBA-147.01 | BASIN: type C, handwashing, accessible, with integral single shelf, left |  |  | 1 | ARCH-FFE | FALSE
HYBA-147.02 | BASIN: type C, handwashing, accessible, with integral single shelf, right |  |  | 1 | ARCH-FFE | FALSE
HYBA-148 | BASIN: type C, handwashing, accessible, with integral double shelf |  |  | 1 | ARCH-FFE | TRUE
HYBA-151 | BASIN: type C, handwashing, anti-ligature, tamper proof |  |  | 1 | ARCH-FFE | FALSE
HYBA-152 | BASIN: type C, handwashing, anti-ligature, tamper proof, with integral single shelf |  |  | 1 | ARCH-FFE | TRUE
HYBA-152.01 | BASIN: type C, handwashing, anti-ligature, tamper proof, with integral single shelf, left |  |  | 1 | ARCH-FFE | FALSE
HYBA-152.02 | BASIN: type C, handwashing, anti-ligature, tamper proof, with integral single shelf, right |  |  | 1 | ARCH-FFE | FALSE
HYBA-153 | BASIN: type C, handwashing, anti-ligature, tamper proof, with integral double shelf |  |  | 1 | ARCH-FFE | FALSE
HYBA-156 | BASIN: type C, handwashing, anti-ligature, tamper proof, integrated tapware |  |  | 1 | ARCH-FFE | FALSE
HYBA-157 | BASIN: type C, handwashing, anti-ligature, tamper proof, integrated tapware, with integral single shelf |  |  | 1 | ARCH-FFE | FALSE
HYBA-157.01 | BASIN: type C, handwashing, anti-ligature, tamper proof, integrated tapware, with integral single shelf, left |  |  | 1 | ARCH-FFE | FALSE
HYBA-157.02 | BASIN: type C, handwashing, anti-ligature, tamper proof, integrated tapware, with integral single shelf, right |  |  | 1 | ARCH-FFE | FALSE
HYBA-158 | BASIN: type C, handwashing, anti-ligature, tamper proof, integrated tapware, with integral double shelf |  |  | 1 | ARCH-FFE | FALSE
HYBA-171 | BASIN: type C, handwashing, integral to vanity/bench | HYBA-002; HYBA-012 | BASIN: ensuite, with vanity unit; BASIN: handwash, Type C, with vanity unit | 1 | ARCH-FFE | FALSE
HYBA-172 | BASIN: type C, handwashing, top mounted to vanity/bench |  |  | 1 | ARCH-FFE | FALSE
HYBA-173 | BASIN: type C, handwashing, under mounted to vanity/bench |  |  | 1 | ARCH-FFE | FALSE
HYBA-174 | BASIN: type C, handwashing, semi-recessed to vanity/bench |  |  | 1 | ARCH-FFE | FALSE
HYBA-201 | BATH: domestic, built-in, straight | HYBA-025 | BATH: domestic | 1 | ARCH-FFE | FALSE
HYBA-202 | BATH: domestic, built-in, straight, inset |  |  | 1 | ARCH-FFE | FALSE
HYBA-203 | BATH: domestic, built-in, corner | HYBA-024 | BATH: corner | 1 | ARCH-FFE | FALSE
HYBA-204 | BATH: domestic, built-in, corner, inset |  |  | 1 | ARCH-FFE | FALSE
HYBA-206 | BATH: domestic, freestanding |  |  | 1 | ARCH-FFE | FALSE
HYBA-207 | BATH: domestic, freestanding, back to wall |  |  | 1 | ARCH-FFE | FALSE
HYBA-221 | BATH: patient, fixed height | HYBA-028 | BATH: patient | 1 | ARCH-FFE | FALSE
HYBA-222 | BATH: patient, seated, fixed height |  |  | 1 | ARCH-FFE | FALSE
HYBA-226 | BATH: patient, adjustable height | HYBA-020 | BATH: adjustable height, auto | 1 | ARCH-FFE | FALSE
HYBA-251 | BATH: baby, built-in, integral to bench |  |  | 1 | ARCH-FFE | FALSE
HYBA-252 | BATH: baby, built-in, inset to bench | HYBA-022 | BATH: baby | 1 | ARCH-FFE | FALSE
HYBA-281 | POOL: birthing, back to wall | HYBA-023 | BATH: birthing | 1 | ARCH-FFE | FALSE
HYBA-282 | POOL: birthing, freestanding |  |  | 1 | ARCH-FFE | FALSE
HYBA-301 | SINK: single bowl | HYBA-051; HYBA-052; HYBA-053; HYBA-054; HYBA-055; HYBA-056; HYBA-057; HYBA-058; HYBA-059; HYBA-060; HYBA-061; HYBA-062; HYBA-063 | SINK: single; SINK: single, 450 x 350 x 250D; SINK: single, 450 x 350 x 300D; SINK: single, 450 x 450 x 300D; SINK: single, 500 x 450 x 250D; SINK: single, 500 x 450 x 300D; SINK: single, 600 x 400 x 250D; SINK: single, 600 x 400 x 300D; SINK: single, 600 x 450 x 300D; SINK: single, 600 x 450 x 450D; SINK: single, 650 x 450 x 250D; SINK: single, 750 x 480 x 275D; SINK: single, 750 x 500 x 300D | 1 | ARCH-FFE | TRUE
HYBA-302 | SINK: single bowl, accessible |  |  | 1 | ARCH-FFE | FALSE
HYBA-303 | SINK: single bowl, with drainer | HYBA-065; HYBA-066; HYBA-069 | SINK: single, with drainer; SINK: single, with drainer, 1235mmL; SINK: single, with drainer, 930mmL | 1 | ARCH-FFE | FALSE
HYBA-303.01 | SINK: single bowl, with drainer, left bowl | HYBA-067; HYBA-070 | SINK: single, with drainer, 1235mm L, left bowl; SINK: single, with drainer, 930mmL, left bowl | 1 | ARCH-FFE | FALSE
HYBA-303.02 | SINK: single bowl, with drainer, right bowl | HYBA-068; HYBA-071 | SINK: single, with drainer, 1235mmL, right bowl; SINK: single, with drainer, 930mmL, right bowl | 1 | ARCH-FFE | FALSE
HYBA-303.03 | SINK: single bowl, with drainer, centred bowl | HYBA-072 | SINK: single, with drainer, centre bowl | 1 | ARCH-FFE | FALSE
HYBA-304 | SINK: single bowl, with drainer, accessible | HYBA-080 | SINK: single, with drainer, accessible | 1 | ARCH-FFE | TRUE
HYBA-304.01 | SINK: single bowl, with drainer, accessible, left bowl |  |  | 1 | ARCH-FFE | FALSE
HYBA-304.02 | SINK: single bowl, with drainer, accessible, right bowl |  |  | 1 | ARCH-FFE | FALSE
HYBA-304.03 | SINK: single bowl, with drainer, accessible, centred bowl |  |  | 1 | ARCH-FFE | FALSE
HYBA-311 | SINK: single bowl, integral to bench | HYBA-051; HYBA-052; HYBA-053; HYBA-054; HYBA-055; HYBA-056; HYBA-057; HYBA-058; HYBA-059; HYBA-060; HYBA-061; HYBA-062; HYBA-063 | SINK: single; SINK: single, 450 x 350 x 250D; SINK: single, 450 x 350 x 300D; SINK: single, 450 x 450 x 300D; SINK: single, 500 x 450 x 250D; SINK: single, 500 x 450 x 300D; SINK: single, 600 x 400 x 250D; SINK: single, 600 x 400 x 300D; SINK: single, 600 x 450 x 300D; SINK: single, 600 x 450 x 450D; SINK: single, 650 x 450 x 250D; SINK: single, 750 x 480 x 275D; SINK: single, 750 x 500 x 300D | 1 | ARCH-FFE | FALSE
HYBA-321 | SINK: 1 1/2 bowl |  |  | 1 | ARCH-FFE | FALSE
HYBA-322 | SINK: 1 1/2 bowl, accessible |  |  | 1 | ARCH-FFE | FALSE
HYBA-323 | SINK: 1 1/2 bowl, with drainer | HYBA-041 | SINK: double, with drainer, half size rinse bowl | 1 | ARCH-FFE | FALSE
HYBA-323.01 | SINK: 1 1/2 bowl, with drainer, left bowls |  |  | 1 | ARCH-FFE | FALSE
HYBA-323.02 | SINK: 1 1/2 bowl, with drainer, right bowls |  |  | 1 | ARCH-FFE | FALSE
HYBA-323.03 | SINK: 1 1/2 bowl, with drainer, centred bowls |  |  | 1 | ARCH-FFE | FALSE
HYBA-324 | SINK: 1 1/2 bowl, with drainer, accessible |  |  | 1 | ARCH-FFE | FALSE
HYBA-324.01 | SINK: 1 1/2 bowl, with drainer, accessible, left bowls |  |  | 1 | ARCH-FFE | FALSE
HYBA-324.02 | SINK: 1 1/2 bowl, with drainer, accessible, right bowls |  |  | 1 | ARCH-FFE | FALSE
HYBA-324.03 | SINK: 1 1/2 bowl, with drainer, accessible, centred bowls |  |  | 1 | ARCH-FFE | FALSE
HYBA-331 | SINK: 1 1/2 bowl, integral to bench |  |  | 1 | ARCH-FFE | FALSE
HYBA-341 | SINK: double bowl | HYBA-043 | SINK: double | 1 | ARCH-FFE | FALSE
HYBA-342 | SINK: double bowl, accessible |  |  | 1 | ARCH-FFE | FALSE
HYBA-343 | SINK: double bowl, with drainer |  |  | 1 | ARCH-FFE | FALSE
HYBA-343.01 | SINK: double bowl, with drainer, left bowls |  |  | 1 | ARCH-FFE | FALSE
HYBA-343.02 | SINK: double bowl, with drainer, right bowls |  |  | 1 | ARCH-FFE | FALSE
HYBA-343.03 | SINK: double bowl, with drainer, centred bowls | HYBA-042 | SINK: double, with drainer, centre bowls | 1 | ARCH-FFE | FALSE
HYBA-344 | SINK: double bowl, with drainer, accessible |  |  | 1 | ARCH-FFE | FALSE
HYBA-344.01 | SINK: double bowl, with drainer, left bowls |  |  | 1 | ARCH-FFE | FALSE
HYBA-344.02 | SINK: double bowl, with drainer, right bowls |  |  | 1 | ARCH-FFE | FALSE
HYBA-344.03 | SINK: double bowl, with drainer, centred bowls |  |  | 1 | ARCH-FFE | FALSE
HYBA-351 | SINK: double bowl, integral to bench | HYBA-043 | SINK: double | 1 | ARCH-FFE | FALSE
HYBA-401 | SINK: flushing rim | HYBA-046 | SINK: flushing rim | 1 | ARCH-FFE | FALSE
HYBA-411 | SINK: laundry, single bowl | HYBA-064 | SINK: single, laundry | 1 | ARCH-FFE | TRUE
HYBA-412 | SINK: laundry, double bowl | HYBA-045 | SINK: double, laundry | 1 | ARCH-FFE | FALSE
HYBA-416 | SINK: laundry, single bowl, with cabinet |  |  | 1 | ARCH-FFE | FALSE
HYBA-417 | SINK: laundry, double bowl, with cabinet |  |  | 1 | ARCH-FFE | FALSE
HYBA-421 | SINK: dental, single bowl | HYBA-079 | SINK: single, dental | 1 | ARCH-FFE | TRUE
HYBA-431 | SINK: radioisotope, single bowl | HYBA-049 | SINK: radio-isotope | 1 | ARCH-FFE | FALSE
HYBA-451 | SINK: cleaner, with grate, wall mounted | HYBA-040 | SINK: cleaner | 1 | ARCH-FFE | TRUE
HYBA-452 | SINK: cleaner, with grate, floor mounted |  |  | 1 | ARCH-FFE | FALSE
HYBA-491 | SLOPHOPPER: stainless steel, floor mounted | HYBA-075 | SINK: slophopper, stainless steel | 1 | ARCH-FFE | FALSE
HYBA-492 | SLOPHOPPER: porcelain, floor mounted |  |  | 1 | ARCH-FFE | FALSE
HYDR-021 | DRAIN: floor waste, round | HYDR-004 | DRAIN: floor waste | 1 | ENGG-HY | TRUE
HYDR-022 | DRAIN: floor waste, round, tamper proof, anti-ligature, tamper proof | HYDR-010 | DRAIN: floor waste, anti ligature | 1 | ENGG-HY | TRUE
HYDR-023 | DRAIN: floor waste, square |  |  | 1 | ENGG-HY | TRUE
HYDR-024 | DRAIN: floor waste, square, tamper proof, anti-ligature, tamper proof |  |  | 1 | ENGG-HY | FALSE
HYDR-025 | DRAIN: floor waste, linear | HYDR-003 | DRAIN: floor trough | 1 | ENGG-HY | FALSE
HYDR-026 | DRAIN: floor waste, linear, tamper proof, anti-ligature, tamper proof |  |  | 1 | ENGG-HY | FALSE
HYDR-031 | DRAIN: floor waste, sealed, round | HYDR-016 | DRAIN: floor waste, sealed | 1 | ENGG-HY | FALSE
HYDR-032 | DRAIN: floor waste, sealed, square |  |  | 1 | ENGG-HY | FALSE
HYDR-036 | DRAIN: floor waste, sump, round |  |  | 1 | ENGG-HY | FALSE
HYDR-037 | DRAIN: floor waste, sump, square | HYDR-017 | DRAIN: floor waste, 300 x 300 | 1 | ENGG-HY | FALSE
HYDR-041 | DRAIN: floor waste, bucket trap, round |  |  | 1 | ENGG-HY | FALSE
HYDR-042 | DRAIN: floor waste, bucket trap, square |  |  | 1 | ENGG-HY | FALSE
HYDR-051 | DRAIN: floor waste, special, decontamination shower |  |  | 1 | ENGG-HY | FALSE
HYDR-052 | DRAIN: floor waste, special, radiopharmaceutical |  |  | 1 | ENGG-HY | FALSE
HYDR-081 | DRAIN: clear out, round | HYDR-009 | DRAIN: clear out | 1 | ENGG-HY | FALSE
HYDR-082 | DRAIN: clear out, round, tamper proof, anti-ligature, tamper proof | HYDR-011 | DRAIN: clear out, anti ligature | 1 | ENGG-HY | TRUE
HYDR-083 | DRAIN: clear out, square |  |  | 1 | ENGG-HY | FALSE
HYDR-084 | DRAIN: clear out, square, tamper proof, anti-ligature, tamper proof |  |  | 1 | ENGG-HY | FALSE
HYDR-101 | TUNDISH: fixture mounted | HYDR-006 | DRAIN: tundish | 1 | ENGG-HY | FALSE
HYDR-102 | TUNDISH: floor mounted | HYDR-018 | DRAIN: tundish, floor drain | 1 | ENGG-HY | TRUE
HYDR-103 | TUNDISH: wall mounted |  |  | 1 | ENGG-HY | TRUE
HYDR-104 | TUNDISH: in wall, with viewing panel | HYDR-015; HYDR-007 | DRAIN: tundish unit, integral drainage outlets; INSPECTION POINT: tundish | 1 | ENGG-HY | TRUE
HYDR-151 | TRAP: plaster | HYDR-008 | TRAP: plaster | 1 | ENGG-HY | TRUE
HYDR-152 | TRAP: grease | HYDR-005 | DRAIN: grease trap | 1 | ENGG-HY | FALSE
HYDR-153 | TRAP: lint |  |  | 1 | ENGG-HY | FALSE
HYDR-156 | TRAP: cooling pit |  |  | 1 | ENGG-HY | FALSE
HYDR-157 | TRAP: cooling pit, with sealed lid |  |  | 1 | ENGG-HY | TRUE
HYDR-161 | TRAP: cooling pit, automated endoscope reprocessing (AER) |  |  | 1 | ENGG-HY | FALSE
HYDR-181 | ACCESS PANEL: waterless trap | HYDR-019 | ACCESS PANEL: waterless trap | 1 | ENGG-HY | TRUE
HYDR-201 | DIRECT CONNECTION: wastewater, general |  |  | 1 | ENGG-HY | TRUE
HYDR-202 | DIRECT CONNECTION: wastewater, trade | HYDR-001 | DRAIN: special requirements | 1 | ENGG-HY | FALSE
HYDR-203 | DIRECT CONNECTION: wastewater, radioactive | HYDR-001 | DRAIN: special requirements | 1 | ENGG-HY | FALSE
HYDR-206 | DIRECT CONNECTION: wastewater, dental chair | HYDR-001 | DRAIN: special requirements | 1 | ENGG-HY | TRUE
HYDR-211 | DIRECT CONNECTION: wastewater, evisceration/autopsy table |  |  | 1 | ENGG-HY | FALSE
HYDR-212 | DIRECT CONNECTION: wastewater, dissection table |  |  | 1 | ENGG-HY | FALSE
HYGE-031 | TROUGH: boot wash, floor recessed | HYGE-026 | TROUGH: boot wash | 1 | ARCH-FFE | FALSE
HYGE-032 | TROUGH: boot wash, floor mounted |  |  | 1 | ARCH-FFE | FALSE
HYGE-041 | TROUGH: foot wash, floor recessed |  |  | 1 | ARCH-FFE | FALSE
HYGE-042 | TROUGH: foot wash, floor mounted |  |  | 1 | ARCH-FFE | FALSE
HYGE-051 | DRINKING FOUNTAIN: wall mounted |  |  | 1 | ARCH-FFE | FALSE
HYGE-052 | DRINKING FOUNTAIN: wall mounted, accessible |  |  | 1 | ARCH-FFE | FALSE
HYGE-053 | DRINKING FOUNTAIN: wall recessed |  |  | 1 | ARCH-FFE | FALSE
HYGE-056 | DRINKING FOUNTAIN: floor mounted |  |  | 1 | ARCH-FFE | FALSE
HYGE-057 | DRINKING FOUNTAIN: floor mounted, accessible |  |  | 1 | ARCH-FFE | FALSE
HYGE-081 | WALL BOX: renal dialysis, integral tundish, with 1 water supply connection and 1 drain connection | MMGE-096 | STATION: combination dialysis connection point and waste water tundish | 1 | ENGG-HY | TRUE
HYGE-082 | WALL BOX: renal dialysis, integral tundish, with 1 water supply connection and 2 drain connections |  |  | 1 | ENGG-HY | TRUE
HYGE-101 | WATER SYSTEM: filter unit and tap, boiling | HYGE-004 | BOILING WATER UNIT: 15 Litre | 1 | ARCH-FFE | FALSE
HYGE-102 | WATER SYSTEM: filter unit and tap, boiling, integral font |  |  | 1 | ARCH-FFE | FALSE
HYGE-106 | WATER SYSTEM: filter unit and tap, chilled | HYGE-010; HYGE-011 | CHILLED WATER UNIT:; CHILLED WATER UNIT: fixed | 1 | ARCH-FFE | FALSE
HYGE-107 | WATER SYSTEM: filter unit and tap, chilled, integral font |  |  | 1 | ARCH-FFE | FALSE
HYGE-111 | WATER SYSTEM: filter unit and tap, boiling/chilled | HYGE-003 | BOILING/CHILLED WATER UNIT: Combination | 1 | ARCH-FFE | TRUE
HYGE-112 | WATER SYSTEM: filter unit and tap, boiling/chilled, integral font |  |  | 1 | ARCH-FFE | FALSE
HYGE-116 | WATER SYSTEM: filter unit and tap, boiling/chilled/carbonated |  |  | 1 | ARCH-FFE | FALSE
HYGE-117 | WATER SYSTEM: filter unit and tap, boiling/chilled/carbonated, integral font |  |  | 1 | ARCH-FFE | FALSE
HYGE-121 | WATER SYSTEM: filter unit and tap, boiling/chilled and unfiltered water |  |  | 1 | ARCH-FFE | FALSE
HYGE-126 | WATER SYSTEM: filter unit and tap, boiling/chilled/carbonated and unfiltered water |  |  | 1 | ARCH-FFE | FALSE
HYGE-151 | HOSE REEL: retractable | HYTP-003 | HOSE REEL: retractable | 1 | ARCH-FFE | FALSE
HYGE-171 | VALVE: thermostatic, mixing | HYGE-018 | VALVE: thermostatic, mixing | 1 | ENGG-HY | TRUE
HYGE-181 | VALVE: backflow prevention, wall recessed | HYGE-028 | DEVICE: backflow prevention | 1 | ENGG-HY | TRUE
HYGE-182 | VALVE: backflow prevention, wall mounted |  |  | 1 | ENGG-HY | FALSE
HYGE-201 | PLANT: heated water | HYGE-013 | HOT WATER UNIT: | 1 | ENGG-HY | FALSE
HYGE-211 | PLANT: water treatment, softener tank | HYGE-024 | WATER TREATMENT: softener tank | 1 | ENGG-HY | TRUE
HYGE-212 | PLANT: water treatment, brine tank | HYGE-019 | WATER TREATMENT: brine tank | 1 | ENGG-HY | TRUE
HYGE-213 | PLANT: water treatment, multimedia tank | HYGE-021 | WATER TREATMENT: multimedia tank | 1 | ENGG-HY | TRUE
HYGE-221 | PLANT: water treatment, carbon filter | HYGE-020 | WATER TREATMENT: carbon filter | 1 | ENGG-HY | TRUE
HYGE-222 | PLANT: water treatment, ultraviolet filter | HYGE-027 | DEVICE: UV irradiator | 1 | ENGG-HY | TRUE
HYGE-231 | PLANT: water treatment, particle filter, 1 micron | HYGE-022 | WATER TREATMENT: particle filter, 1 micron | 1 | ENGG-HY | TRUE
HYGE-232 | PLANT: water treatment, particle filter, 5 micron | HYGE-023 | WATER TREATMENT: particle filter, 5 microns | 1 | ENGG-HY | TRUE
HYGE-251 | PLANT: dialysis, water treatment, reverse osmosis | HYGE-012 | WATER TREATMENT: reverse osmosis plant | 1 | ENGG-HY | TRUE
HYGE-261 | PLANT: sterilizing, water pre-treatment | HYGE-014 | PLANT: distribution for water treatment within SSU | 1 | ENGG-HY | FALSE
HYGE-262 | PLANT: sterilizing, water treatment, reverse osmosis | HYGE-015 | PLANT: water treatment, for SSU clean steam and final rinse | 1 | ENGG-HY | FALSE
HYGE-263 | PLANT: sterilizing, backflow and water re-heat station |  |  | 1 | ENGG-HY | FALSE
HYGE-301 | PUMP: pressure booster | HYGE-016 | PUMP: pressure booster | 1 | ENGG-HY | TRUE
HYGE-351 | CONTROL PANEL: water pump, cooling |  |  | 1 | ENGG-HY | TRUE
HYSH-001 | SHOWER: fixed rose, wall mounted | HYTP-018 | SHOWER: fixed rose | 1 | ARCH-FFE | FALSE
HYSH-002 | SHOWER: fixed connection with adjustable rose, wall mounted |  |  | 1 | ARCH-FFE | FALSE
HYSH-006 | SHOWER: fixed rose, wall mounted, anti-ligature, tamper proof | HYTP-019 | SHOWER: fixed rose, anti ligature | 1 | ARCH-FFE | TRUE
HYSH-007 | SHOWER: fixed rose, wall mounted, anti-ligature, tamper proof, with connection for removable hand-held shower |  |  | 1 | ARCH-FFE | FALSE
HYSH-011 | SHOWER: fixed rose, ceiling mounted |  |  | 1 | ARCH-FFE | FALSE
HYSH-012 | SHOWER: fixed rose, ceiling mounted, anti-ligature, tamper proof |  |  | 1 | ARCH-FFE | FALSE
HYSH-021 | SHOWER: fixed rose, floor mounted |  |  | 1 | ARCH-FFE | FALSE
HYSH-051 | SHOWER: hand-held, connection and bracket on wall |  |  | 1 | ARCH-FFE | FALSE
HYSH-056 | SHOWER: hand-held, connection on wall, bracket on vertical wall mounted rail | HYTP-020; HYTP-021 | SHOWER: hand-held; SHOWER: hand-held, over bath | 1 | ARCH-FFE | TRUE
HYSH-057 | SHOWER: hand-held, connection on wall, bracket on vertical wall mounted rail, accessible | HYTP-045 | SHOWER: hand-held, accessible | 1 | ARCH-FFE | TRUE
HYSH-061 | SHOWER: hand-held, connection and bracket on vertical floor mounted pole |  |  | 1 | ARCH-FFE | FALSE
HYSH-062 | SHOWER: hand-held, connection and bracket on vertical floor mounted pole, accessible |  |  | 1 | ARCH-FFE | FALSE
HYSH-101 | STATION: emergency, safety, shower, wall mounted | HYTP-022 | SHOWER: safety | 1 | ARCH-FFE | FALSE
HYSH-102 | STATION: emergency, safety, shower, floor mounted |  |  | 1 | ARCH-FFE | FALSE
HYSH-103 | STATION: emergency, safety, shower, ceiling mounted |  |  | 1 | ARCH-FFE | FALSE
HYSH-106 | STATION: emergency, safety, eye wash, wall mounted |  |  | 1 | ARCH-FFE | TRUE
HYSH-107 | STATION: emergency, safety, eye wash, floor mounted |  |  | 1 | ARCH-FFE | FALSE
HYSH-111 | STATION: emergency, safety, shower and eye wash, wall mounted | HYTP-023 | SHOWER: safety, eyewash combination | 1 | ARCH-FFE | FALSE
HYSH-112 | STATION: emergency, safety, shower and eye wash, floor mounted |  |  | 1 | ARCH-FFE | FALSE
HYSH-121 | STATION: decontamination, shower, wall mounted | HYTP-017 | SHOWER: decontamination | 1 | ARCH-FFE | FALSE
HYSH-122 | STATION: decontamination, shower, floor mounted |  |  | 1 | ARCH-FFE | FALSE
HYSH-123 | STATION: decontamination, shower, ceiling mounted |  |  | 1 | ARCH-FFE | FALSE
HYSH-125 | STATION: decontamination, shower, free standing, walk-through |  |  | 1 | ARCH-FFE | FALSE
HYTP-001 | FLUSH BUTTON: flushing rim sink | HYTP-001 | FLUSH BUTTON: flushing rim sink | 1 | ARCH-FFE | FALSE
HYTP-002 | FLUSH BUTTON: toilet suite | HYTP-002 | FLUSH BUTTON: toilet suite | 1 | ARCH-FFE | TRUE
HYTP-003 | FLUSH BUTTON: toilet suite, accessible |  |  | 1 | ARCH-FFE | FALSE
HYTP-011 | FLUSH BUTTON: urinal | HYTP-002 | FLUSH BUTTON: toilet suite | 1 | ARCH-FFE | FALSE
HYTP-051 | TAPWARE: basin, mixer, fixture mounted | HYTP-036 | TAPWARE: mixer, basin, lever action | 1 | ARCH-FFE | TRUE
HYTP-052 | TAPWARE: basin, mixer, fixture mounted, accessible | HYTP-035 | TAPWARE: mixer, basin, accessible | 1 | ARCH-FFE | TRUE
HYTP-053 | TAPWARE: basin, mixer, fixture mounted, anti-ligature, tamper proof |  |  | 1 | ARCH-FFE | FALSE
HYTP-056 | TAPWARE: basin, mixer, wall mounted |  |  | 1 | ARCH-FFE | FALSE
HYTP-057 | TAPWARE: basin, mixer, wall mounted, accessible |  |  | 1 | ARCH-FFE | FALSE
HYTP-058 | TAPWARE: basin, mixer, wall mounted, anti-ligature, tamper proof |  |  | 1 | ARCH-FFE | FALSE
HYTP-061 | TAPWARE: basin, tap set, fixture mounted | HYTP-025 | SPOUT: basin, basin mounted | 1 | ARCH-FFE | FALSE
HYTP-062 | TAPWARE: basin, tap set, fixture mounted, lever handles | HYTP-038 | TAPWARE: mixer, elbow levers, long | 1 | ARCH-FFE | FALSE
HYTP-063 | TAPWARE: basin, tap set, fixture mounted, lever handles, accessible |  |  | 1 | ARCH-FFE | FALSE
HYTP-064 | TAPWARE: basin, tap set, fixture mounted, anti-ligature, tamper proof | HYTP-047 | TAPWARE: hot and cold taps, basin, anti ligature | 1 | ARCH-FFE | FALSE
HYTP-066 | TAPWARE: basin, tap set, wall mounted | HYTP-026 | SPOUT: basin, wall mounted | 1 | ARCH-FFE | TRUE
HYTP-067 | TAPWARE: basin, tap set, wall mounted, lever handles | HYTP-037 | TAPWARE: mixer, elbow levers | 1 | ARCH-FFE | TRUE
HYTP-068 | TAPWARE: basin, tap set, wall mounted, lever handles, accessible |  |  | 1 | ARCH-FFE | FALSE
HYTP-069 | TAPWARE: basin, tap set, wall mounted, anti-ligature, tamper proof | HYTP-047 | TAPWARE: hot and cold taps, basin, anti ligature | 1 | ARCH-FFE | TRUE
HYTP-071 | TAPWARE: basin, sensor, fixture mounted |  |  | 1 | ARCH-FFE | FALSE
HYTP-072 | TAPWARE: basin, sensor, fixture mounted, accessible |  |  | 1 | ARCH-FFE | FALSE
HYTP-073 | TAPWARE: basin, sensor, fixture mounted, anti-ligature, tamper proof | HYTP-024 | SPOUT: basin, anti ligature | 1 | ARCH-FFE | FALSE
HYTP-076 | TAPWARE: basin, sensor, wall mounted |  |  | 1 | ARCH-FFE | TRUE
HYTP-077 | TAPWARE: basin, sensor, wall mounted, accessible |  |  | 1 | ARCH-FFE | FALSE
HYTP-078 | TAPWARE: basin, sensor, wall mounted, anti-ligature, tamper proof | HYTP-024 | SPOUT: basin, anti ligature | 1 | ARCH-FFE | FALSE
HYTP-081 | TAPWARE: basin, push button timed flow, fixture mounted |  |  | 1 | ARCH-FFE | FALSE
HYTP-082 | TAPWARE: basin, push button timed flow, fixture mounted, accessible |  |  | 1 | ARCH-FFE | FALSE
HYTP-083 | TAPWARE: basin, push button timed flow, fixture mounted, anti-ligature, tamper proof |  |  | 1 | ARCH-FFE | FALSE
HYTP-086 | TAPWARE: basin, push button timed flow, wall mounted |  |  | 1 | ARCH-FFE | FALSE
HYTP-087 | TAPWARE: basin, push button timed flow, wall mounted, accessible |  |  | 1 | ARCH-FFE | FALSE
HYTP-088 | TAPWARE: basin, push button timed flow, wall mounted, anti-ligature, tamper proof |  |  | 1 | ARCH-FFE | FALSE
HYTP-101 | TAPWARE: scrub trough, mixer, trough mounted |  |  | 1 | ARCH-FFE | FALSE
HYTP-106 | TAPWARE: scrub trough, mixer, wall mounted |  |  | 1 | ARCH-FFE | FALSE
HYTP-111 | TAPWARE: scrub trough, tap set, trough mounted, lever handles |  |  | 1 | ARCH-FFE | FALSE
HYTP-116 | TAPWARE: scrub trough, tap set, wall mounted, lever handles |  |  | 1 | ARCH-FFE | FALSE
HYTP-121 | TAPWARE: scrub trough, sensor tap and plate, trough mounted | HYTP-042 | TAPWARE: sensor | 1 | ARCH-FFE | TRUE
HYTP-122 | TAPWARE: scrub trough, sensor tap, trough mounted |  |  | 1 | ARCH-FFE | FALSE
HYTP-123 | TAPWARE: scrub trough, sensor plate, trough mounted |  |  | 1 | ARCH-FFE | FALSE
HYTP-126 | TAPWARE: scrub trough, sensor tap and plate, wall mounted |  |  | 1 | ARCH-FFE | FALSE
HYTP-127 | TAPWARE: scrub trough, sensor tap, wall mounted |  |  | 1 | ARCH-FFE | FALSE
HYTP-128 | TAPWARE: scrub trough, sensor plate, wall mounted |  |  | 1 | ARCH-FFE | FALSE
HYTP-151 | TAPWARE: sink, mixer, fixture mounted | HYTP-041 | TAPWARE: mixer, sink, lever action | 1 | ARCH-FFE | FALSE
HYTP-152 | TAPWARE: sink, mixer, fixture mounted, accessible | HYTP-040 | TAPWARE: mixer, sink, accessible | 1 | ARCH-FFE | TRUE
HYTP-156 | TAPWARE: sink, mixer, fixture mounted, laboratory |  |  | 1 | ARCH-FFE | FALSE
HYTP-157 | TAPWARE: sink, mixer, fixture mounted, laboratory, lever handles |  |  | 1 | ARCH-FFE | FALSE
HYTP-161 | TAPWARE: sink, mixer, wall mounted |  |  | 1 | ARCH-FFE | FALSE
HYTP-162 | TAPWARE: sink, mixer, wall mounted, accessible |  |  | 1 | ARCH-FFE | FALSE
HYTP-163 | TAPWARE: sink, mixer, wall mounted, anti-ligature, tamper proof |  |  | 1 | ARCH-FFE | FALSE
HYTP-166 | TAPWARE: sink, mixer, wall mounted, laboratory |  |  | 1 | ARCH-FFE | FALSE
HYTP-167 | TAPWARE: sink, mixer, wall mounted, laboratory, lever handles |  |  | 1 | ARCH-FFE | FALSE
HYTP-171 | TAPWARE: sink, tap set, fixture mounted |  |  | 1 | ARCH-FFE | FALSE
HYTP-172 | TAPWARE: sink, tap set, fixture mounted, lever handles |  |  | 1 | ARCH-FFE | TRUE
HYTP-173 | TAPWARE: sink, tap set, fixture mounted, lever handles, accessible |  |  | 1 | ARCH-FFE | FALSE
HYTP-176 | TAPWARE: sink, tap set, fixture mounted, laboratory | HYTP-034 | TAPWARE: laboratory | 1 | ARCH-FFE | FALSE
HYTP-177 | TAPWARE: sink, tap set, fixture mounted, laboratory, lever handles |  |  | 1 | ARCH-FFE | FALSE
HYTP-181 | TAPWARE: sink, tap set, wall mounted |  |  | 1 | ARCH-FFE | FALSE
HYTP-182 | TAPWARE: sink, tap set, wall mounted, lever handles |  |  | 1 | ARCH-FFE | TRUE
HYTP-183 | TAPWARE: sink, tap set, wall mounted, lever handles, accessible |  |  | 1 | ARCH-FFE | FALSE
HYTP-184 | TAPWARE: sink, tap set, wall mounted, anti-ligature, tamper proof |  |  | 1 | ARCH-FFE | TRUE
HYTP-186 | TAPWARE: sink, tap set, wall mounted, laboratory |  |  | 1 | ARCH-FFE | FALSE
HYTP-187 | TAPWARE: sink, tap set, wall mounted, laboratory, lever handles |  |  | 1 | ARCH-FFE | FALSE
HYTP-231 | TAPWARE: sink, spray hose, hand-held, connection and bracket on fixture |  |  | 1 | ARCH-FFE | TRUE
HYTP-236 | TAPWARE: sink, spray hose, hand-held, connection and bracket on wall |  |  | 1 | ARCH-FFE | FALSE
HYTP-241 | TAPWARE: sink, spray hose, hand-held, integral to spout |  |  | 1 | ARCH-FFE | FALSE
HYTP-251 | TAPWARE: shower, mixer | HYTP-039 | TAPWARE: mixer, shower, lever action | 1 | ARCH-FFE | TRUE
HYTP-252 | TAPWARE: shower, mixer, accessible |  |  | 1 | ARCH-FFE | TRUE
HYTP-253 | TAPWARE: shower, mixer, anti-ligature, tamper proof |  |  | 1 | ARCH-FFE | FALSE
HYTP-261 | TAPWARE: shower, tap set |  |  | 1 | ARCH-FFE | FALSE
HYTP-262 | TAPWARE: shower, tap set, accessible |  |  | 1 | ARCH-FFE | FALSE
HYTP-263 | TAPWARE: shower, tap set, anti-ligature, tamper proof | HYTP-046 | TAPWARE: hot and cold taps, shower, anti ligature | 1 | ARCH-FFE | TRUE
HYTP-301 | TAPWARE: bath, mixer |  |  | 1 | ARCH-FFE | FALSE
HYTP-302 | TAPWARE: bath, mixer, with shower diverter |  |  | 1 | ARCH-FFE | FALSE
HYTP-303 | TAPWARE: bath, mixer, accessible |  |  | 1 | ARCH-FFE | FALSE
HYTP-304 | TAPWARE: bath, mixer, accessible, with shower diverter |  |  | 1 | ARCH-FFE | FALSE
HYTP-305 | TAPWARE: bath, mixer, anti-ligature, tamper proof |  |  | 1 | ARCH-FFE | FALSE
HYTP-311 | TAPWARE: bath, tap set |  |  | 1 | ARCH-FFE | FALSE
HYTP-312 | TAPWARE: bath, tap set, with shower diverter |  |  | 1 | ARCH-FFE | FALSE
HYTP-313 | TAPWARE: bath, tap set, accessible |  |  | 1 | ARCH-FFE | FALSE
HYTP-314 | TAPWARE: bath, tap set, accessible, with shower diverter |  |  | 1 | ARCH-FFE | FALSE
HYTP-315 | TAPWARE: bath, tap set, anti-ligature, tamper proof |  |  | 1 | ARCH-FFE | FALSE
HYTP-331 | TAPWARE: bath, spout, wall mounted | HYTP-028 | SPOUT: bath, wall mounted | 1 | ARCH-FFE | FALSE
HYTP-332 | TAPWARE: bath, spout, wall mounted, with shower diverter |  |  | 1 | ARCH-FFE | FALSE
HYTP-335 | TAPWARE: bath, spout, wall mounted, anti-ligature, tamper proof |  |  | 1 | ARCH-FFE | FALSE
HYTP-338 | TAPWARE: bath, spout, floor mounted | HYTP-027 | SPOUT: bath, floor mounted | 1 | ARCH-FFE | FALSE
HYTP-351 | TAPWARE: birthing pool, mixer, fixture mounted |  |  | 1 | ARCH-FFE | FALSE
HYTP-356 | TAPWARE: birthing pool, mixer, wall mounted |  |  | 1 | ARCH-FFE | FALSE
HYTP-361 | TAPWARE: birthing pool, tap set, fixture mounted |  |  | 1 | ARCH-FFE | FALSE
HYTP-366 | TAPWARE: birthing pool, tap set, wall mounted |  |  | 1 | ARCH-FFE | FALSE
HYTP-381 | TAPWARE: birthing pool, spout, high flow, wall mounted | HYTP-048 | SPOUT: birthing pool, high flow, wall mounted | 1 | ARCH-FFE | FALSE
HYTP-382 | TAPWARE: birthing pool, spout, high flow, floor mounted |  |  | 1 | ARCH-FFE | FALSE
HYTP-401 | TAPWARE: spout, fixture mounted |  |  | 1 | ARCH-FFE | FALSE
HYTP-406 | TAPWARE: spout, wall mounted |  |  | 1 | ARCH-FFE | FALSE
HYTP-411 | TAPWARE: tap, fixture mounted |  |  | 1 | ARCH-FFE | FALSE
HYTP-412 | TAPWARE: tap, fixture mounted, lever handle |  |  | 1 | ARCH-FFE | FALSE
HYTP-413 | TAPWARE: tap, fixture mounted, anti-ligature, tamper proof | HYTP-031; HYTP-033 | TAPWARE: cold, anti ligature; TAPWARE: hot, anti ligature | 1 | ARCH-FFE | FALSE
HYTP-416 | TAPWARE: tap, wall mounted | HYTP-030; HYTP-032 | TAPWARE: cold; TAPWARE: hot | 1 | ARCH-FFE | FALSE
HYTP-417 | TAPWARE: tap, wall mounted, lever handle |  |  | 1 | ARCH-FFE | FALSE
HYTP-418 | TAPWARE: tap, wall mounted, anti-ligature, tamper proof |  |  | 1 | ARCH-FFE | FALSE
HYTP-421 | TAPWARE: hosecock, wall mounted | HYTP-012 | OUTLET: hosecock, cold water | 1 | ARCH-FFE | TRUE
HYTP-422 | TAPWARE: hosecock, wall mounted, anti-ligature, tamper proof |  |  | 1 | ARCH-FFE | FALSE
HYTP-431 | OUTLET: water, cold | HYTP-008 | OUTLET: cold water | 1 | ENGG-HY | TRUE
HYTP-432 | OUTLET: water, hot | HYTP-013 | OUTLET: hot water | 1 | ENGG-HY | TRUE
HYTP-433 | OUTLET: water, warm | HYTP-016 | OUTLET: warm water | 1 | ENGG-HY | TRUE
HYTP-436 | OUTLET: water, de-ionised, type 1 | HYTP-009 | OUTLET: de-ionised water | 1 | ENGG-HY | FALSE
HYTP-437 | OUTLET: water, de-ionised, type 2 |  |  | 1 | ENGG-HY | FALSE
HYTP-438 | OUTLET: water, reverse osmosis (RO) | HYTP-015 | OUTLET: reverse osmosis (RO) water | 1 | ENGG-HY | FALSE
HYTP-441 | OUTLET: water, filtered, automated endoscope reprocessing (AER) | HYTP-010 | OUTLET: filtered water | 1 | ENGG-HY | FALSE
HYTP-451 | DIRECT CONNECTION: water, cold |  |  | 1 | ENGG-HY | TRUE
HYTP-452 | DIRECT CONNECTION: water, hot |  |  | 1 | ENGG-HY | TRUE
HYTP-453 | DIRECT CONNECTION: water, warm |  |  | 1 | ENGG-HY | TRUE
HYTP-456 | DIRECT CONNECTION: water, de-ionised, type 1 |  |  | 1 | ENGG-HY | FALSE
HYTP-457 | DIRECT CONNECTION: water, de-ionised, type 2 |  |  | 1 | ENGG-HY | FALSE
HYTP-458 | DIRECT CONNECTION: water, reverse osmosis (RO) |  |  | 1 | ENGG-HY | TRUE
HYTP-491 | OUTLET: gas, supply | HYTP-014; MGAS-011; MGAS-012; MGAS-013 | OUTLET: natural gas; OUTLET: gas, natural; OUTLET: gas, natural, bench mounted; OUTLET: gas, natural, wall mounted | 1 | ENGG-HY | FALSE
HYWC-021 | TOILET SUITE: standard | HYWC-008 | TOILET SUITE: standard | 1 | ARCH-FFE | FALSE
HYWC-021.01 | TOILET SUITE: standard, close coupled cistern |  |  | 1 | ARCH-FFE | FALSE
HYWC-021.02 | TOILET SUITE: standard, concealed cistern |  |  | 1 | ARCH-FFE | FALSE
HYWC-022 | TOILET SUITE: ambulant | HYWC-010 | TOILET SUITE: ambulant | 1 | ARCH-FFE | FALSE
HYWC-022.01 | TOILET SUITE: ambulant, close coupled cistern |  |  | 1 | ARCH-FFE | FALSE
HYWC-022.02 | TOILET SUITE: ambulant, concealed cistern |  |  | 1 | ARCH-FFE | FALSE
HYWC-023 | TOILET SUITE: accessible | HYWC-011 | TOILET SUITE: accessible | 1 | ARCH-FFE | FALSE
HYWC-023.01 | TOILET SUITE: accessible, close coupled cistern |  |  | 1 | ARCH-FFE | FALSE
HYWC-023.02 | TOILET SUITE: accessible, concealed cistern |  |  | 1 | ARCH-FFE | FALSE
HYWC-029 | TOILET SUITE: child | HYWC-004 | TOILET SUITE: child | 1 | ARCH-FFE | FALSE
HYWC-031 | TOILET SUITE: patient | HYWC-006 | TOILET SUITE: patient | 1 | ARCH-FFE | TRUE
HYWC-031.01 | TOILET SUITE: patient, close coupled cistern |  |  | 1 | ARCH-FFE | FALSE
HYWC-031.02 | TOILET SUITE: patient, concealed cistern |  |  | 1 | ARCH-FFE | FALSE
HYWC-033 | TOILET SUITE: patient, accessible | HYWC-001 | TOILET SUITE: accessible | 1 | ARCH-FFE | TRUE
HYWC-033.01 | TOILET SUITE: patient, accessible, close coupled cistern |  |  | 1 | ARCH-FFE | FALSE
HYWC-033.02 | TOILET SUITE: patient, accessible, concealed cistern |  |  | 1 | ARCH-FFE | FALSE
HYWC-034 | TOILET SUITE: patient, bariatric | HYWC-002 | TOILET SUITE: bariatric | 1 | ARCH-FFE | TRUE
HYWC-034.01 | TOILET SUITE: patient, bariatric, close coupled cistern |  |  | 1 | ARCH-FFE | FALSE
HYWC-034.02 | TOILET SUITE: patient, bariatric, concealed cistern |  |  | 1 | ARCH-FFE | FALSE
HYWC-035 | TOILET SUITE: patient, super bariatric | HYWC-003 | TOILET SUITE: bariatric, super | 1 | ARCH-FFE | FALSE
HYWC-035.01 | TOILET SUITE: patient, super bariatric, close coupled cistern |  |  | 1 | ARCH-FFE | FALSE
HYWC-035.02 | TOILET SUITE: patient, super bariatric, concealed cistern |  |  | 1 | ARCH-FFE | FALSE
HYWC-036 | TOILET SUITE: patient, anti-ligature, tamper proof | HYWC-005 | TOILET SUITE: concealed cistern, floor mounted | 1 | ARCH-FFE | FALSE
HYWC-036.01 | TOILET SUITE: patient, anti-ligature, tamper proof, close coupled cistern |  |  | 1 | ARCH-FFE | FALSE
HYWC-036.02 | TOILET SUITE: patient, anti-ligature, tamper proof, concealed cistern |  |  | 1 | ARCH-FFE | TRUE
HYWC-051 | URINAL: trough, wall mounted | HYWC-015 | URINAL: trough | 1 | ARCH-FFE | FALSE
HYWC-052 | URINAL: trough, floor mounted |  |  | 1 | ARCH-FFE | FALSE
HYWC-056 | URINAL: single, wall mounted | HYWC-016 | URINAL: wall mounted | 1 | ARCH-FFE | FALSE
HYWC-057 | URINAL: single, floor mounted |  |  | 1 | ARCH-FFE | FALSE

## IT
Australasian Health Facility Guidelines
ICS DATA SHEET: INFORMATION AND COMMUNICATIONS SERVICES (IT)
PENDING AUSHFG REVIT MODEL UPDATE
Item Code | Item Description | ICS v1.11 Item Code(s) | ICS v1.11 Item Description(s) | Budget Group | Responsibility | In use within Standard Components | AusHFG Revit Content: Family Name | AusHFG Revit Content: Type Name
ITAV-101 | CONTROL PANEL: AV system, portable | ITAV-007 | CONTROL PANEL: AV system, wireless device | 3 | ARCH-FFE | FALSE
ITAV-102 | CONTROL PANEL: AV system, wall mounted | ITAV-006; ITAV-060 | CONTROL PANEL: AV system, wall mount; CONTROL PANEL: AV integration system, wall mount | 1 | ARCH-FFE | TRUE
ITAV-103 | CONTROL PANEL: AV system, joinery mounted |  |  | 2 | ARCH-FFE | TRUE
ITAV-104 | CONTROL PANEL: AV system, surface mounted | ITAV-005 | CONTROL PANEL: AV system, surface mount | 1 | ARCH-FFE | FALSE
ITAV-111 | COMPUTER: AV system, central processing unit (CPU) | ITAV-063 | COMPUTER: AV system | 3 | ARCH-FFE | TRUE
ITAV-121 | DISPLAY SCREEN: AV system | ITAV-051 | DISPLAY SCREEN: audio visual | 3 | ARCH-FFE | TRUE
ITAV-124 | DISPLAY SCREEN: AV system, interactive whiteboard, mobile |  |  | 3 | ARCH-FFE | FALSE
ITAV-125 | DISPLAY SCREEN: AV system, interactive whiteboard, wall mounted |  |  | 3 | ARCH-FFE | FALSE
ITAV-131 | CAMERA: AV system, video conferencing, ceiling mounted | ITAV-064 | CAMERA: AV system, ceiling mounted | 1 | ARCH-FFE | TRUE
ITAV-132 | CAMERA: AV system, video conferencing, wall mounted | ITNE-004 | CAMERA: video conferencing | 1 | ARCH-FFE | TRUE
ITAV-133 | CAMERA: AV system, video conferencing, joinery mounted |  |  | 1 | ARCH-FFE | FALSE
ITAV-134 | CAMERA: AV system, video conferencing, surface mounted |  |  | 3 | ARCH-FFE | TRUE
ITAV-141 | MICROPHONE: AV system, ceiling mounted | ITAV-010 | MICROPHONE: ceiling mounted | 1 | ARCH-FFE | FALSE
ITAV-142 | MICROPHONE: AV system, ceiling mounted, array | ITAV-071 | MICROPHONE: AV system, ceiling mounted, array | 1 | ARCH-FFE | TRUE
ITAV-143 | MICROPHONE: AV system, wall mounted |  |  | 1 | ARCH-FFE | FALSE
ITAV-144 | MICROPHONE: AV system, joinery mounted |  |  | 2 | ARCH-FFE | FALSE
ITAV-145 | MICROPHONE: AV system, surface mounted | ITAV-013; ITNE-019 | MICROPHONE: surface mounted, fixed; MICROPHONE: videoconferencing | 3 | ARCH-FFE | FALSE
ITAV-146 | MICROPHONE: AV system, surface mounted, gooseneck | ITAV-014 | MICROPHONE: surface mounted, gooseneck | 3 | ARCH-FFE | TRUE
ITAV-147 | MICROPHONE: AV system, portable | ITAV-011 | MICROPHONE: mobile | 3 | ARCH-FFE | TRUE
ITAV-151 | SPEAKER: AV system, ceiling mounted |  |  | 1 | ARCH-FFE | TRUE
ITAV-152 | SPEAKER: AV system, ceiling recessed | ITAV-057 | SPEAKER: ceiling recessed | 1 | ARCH-FFE | TRUE
ITAV-153 | SPEAKER: AV system, wall mounted | ITAV-059; ITNE-042 | SPEAKER: wall mounted; SPEAKER: video conferencing, wall mount | 1 | ARCH-FFE | FALSE
ITAV-154 | SPEAKER: AV system, wall recessed |  |  | 1 | ARCH-FFE | FALSE
ITAV-155 | SPEAKER: AV system, joinery mounted |  |  | 1 | ARCH-FFE | FALSE
ITAV-156 | SPEAKER: AV system, joinery recessed |  |  | 1 | ARCH-FFE | FALSE
ITAV-157 | SPEAKER: AV, system, surface mounted | ITAV-058 | SPEAKER: surface mounted | 1 | ARCH-FFE | FALSE
ITAV-160 | SOUNDBAR: AV system, camera, speaker and microphone, wall mounted | ITAV-090 | SOUNDBAR: AV system, camera, speaker and microphone | 1 | ARCH-FFE | TRUE
ITAV-161 | SOUNDBAR: AV system, speaker and microphone, wall mounted |  |  | 1 | ARCH-FFE | FALSE
ITAV-171 | PROJECTOR: AV system, ceiling mounted | ITAV-022 | PROJECTOR: data, ceiling mounted | 1 | ARCH-FFE | FALSE
ITAV-172 | PROJECTOR: AV system, wall mounted | ITAV-027 | PROJECTOR: data, wall mounted | 1 | ARCH-FFE | FALSE
ITAV-173 | PROJECTOR: AV system, joinery mounted | ITAV-026 | PROJECTOR: data, surface mounted | 1 | ARCH-FFE | FALSE
ITAV-174 | PROJECTOR: AV system, mobile |  |  | 1 | ARCH-FFE | FALSE
ITAV-181 | SCREEN: projector, ceiling mounted |  |  | 1 | ARCH-FFE | FALSE
ITAV-182 | SCREEN: projector, wall mounted |  |  | 1 | ARCH-FFE | FALSE
ITAV-183 | SCREEN: projector, mobile |  |  | 3 | ARCH-FFE | FALSE
ITAV-191 | LECTERN: mobile, with microphone | FQDW-006 | LECTERN: mobile | 3 | ARCH-FFE | TRUE
ITBU-031 | CONTROL PANEL: room booking system | ITAV-062 | CONTROL PANEL: room booking system | 1 | ARCH-FFE | TRUE
ITBU-051 | HEAD END: distributed antenna system (DAS) |  |  | 1 | ENGG-EL | FALSE
ITBU-056 | ANTENNA: distributed antenna system (DAS), in-building repeater system | ITBU-003 | ANTENNA: DAS system | 1 | ENGG-EL | FALSE
ITBU-071 | HEAD END: government radio network (GRN) |  |  | 1 | ENGG-EL | FALSE
ITBU-076 | ANTENNA: government radio network (GRN), in-building repeater system | ITBU-004 | ANTENNA: emergency radio system | 1 | ENGG-EL | FALSE
ITBU-091 | HEAD END: 2-way radio |  |  | 1 | ENGG-EL | FALSE
ITBU-096 | ANTENNA: 2-way radio, in-building repeater system |  |  | 1 | ENGG-EL | FALSE
ITBU-111 | HEAD END: message integration engine (MIE), emergency messaging workflow |  |  | 1 | ENGG-EL | FALSE
ITBU-131 | HEAD END: public address system | ITBU-020 | PUBLIC ADDRESS SYSTEM | 1 | ENGG-EL | FALSE
ITBU-132 | CONTROL PANEL: public address system | ITBU-009 | CONTROL UNIT: public address system | 1 | ENGG-EL | FALSE
ITBU-151 | HEAD END: IPTV system | ITBU-015 | HEAD END: IPTV | 1 | ENGG-EL | FALSE
ITBU-161 | MEDIA BOX: IPTV, wall mounted | ITBU-019 | MEDIA BOX: IPTV | 1 | ENGG-EL | FALSE
ITBU-171 | HEAD END: MATV system | ITBU-016 | HEAD END: MATV | 1 | ENGG-EL | FALSE
ITBU-191 | HEAD END: radio paging system | ITCL-025 | CONTROL UNIT: radio paging | 1 | ENGG-EL | FALSE
ITBU-196 | ANTENNA: radio paging system, in-building repeater system |  |  | 1 | ENGG-EL | FALSE
ITBU-212 | WIFI: wireless internet, modem | ITNE-061 | WIFI: modem | 1 | ENGG-EL | FALSE
ITBU-216 | WIFI: wireless internet, wireless access point (WAP) | ITNE-062 | WIFI: wireless access point | 1 | ENGG-EL | FALSE
ITBU-231 | TELEPHONE: PABX unit | ITNE-054 | TELEPHONE PABX | 1 | ENGG-EL | FALSE
ITBU-232 | TELEPHONE: PABX cabinet, main line in | ITNE-055 | TELEPHONE PABX: main line in | 1 | ENGG-EL | FALSE
ITBU-233 | TELEPHONE: PABX switchboard | ITNE-056 | TELEPHONE PABX: switchboard | 1 | ENGG-EL | FALSE
ITBU-251 | HEAD END: visitor information system |  |  | 1 | ENGG-EL | FALSE
ITBU-261 | DISPLAY SCREEN: visitor information system | ITBU-014 | DISPLAY SCREEN: public information system | 1 | ENGG-EL | FALSE
ITBU-262 | DISPLAY SCREEN: visitor information system, touch screen | ITBU-023 | TOUCHPAD: public information system | 1 | ENGG-EL | FALSE
ITBU-266 | KIOSK: visitor information system, touch screen | ITBU-018 | KIOSK: public information system | 1 | ENGG-EL | FALSE
ITBU-281 | DISPLAY SCREEN: digital signage system |  |  | 1 | ENGG-EL | FALSE
ITBU-301 | HEAD END: real time location services (RTLS) tracking system |  |  | 1 | ENGG-EL | FALSE
ITBU-311 | SENSOR: real time location services (RTLS) |  |  | 1 | ENGG-EL | FALSE
ITBU-331 | TAG: real time location services (RTLS) |  |  | 1 | ENGG-EL | FALSE
ITBU-351 | HEAD END: building management system (BMS) |  |  | 1 | ENGG-EL | FALSE
ITBU-371 | SENSOR: chlorine detector |  |  | 1 | ENGG-EL | FALSE
ITBU-376 | ALARM: chlorine detector | ITBU-024 | ALARM: chlorine meter | 1 | ENGG-EL | TRUE
ITBU-401 | ALARM: equipment monitoring, temperature |  |  | 1 | ENGG-EL | FALSE
ITBU-402 | ALARM: equipment monitoring, water treatment malfunction |  |  | 1 | ENGG-EL | TRUE
ITBU-431 | HEAD END: master clock system, synchronised clock controller | ITCL-015 | CLOCK: clock system master clock | 1 | ENGG-EL | FALSE
ITBU-436 | CONTROL PANEL: time and elapsed time, synchronised slave clock |  |  | 1 | ENGG-EL | TRUE
ITBU-441 | CLOCK: analogue display, electric, wall mounted | ITCL-014 | CLOCK: analogue, electric | 1 | ARCH-FFE | TRUE
ITBU-443 | CLOCK: analogue display, electric, MRI compatible, wall mounted | ITCL-014 | CLOCK: analogue, electric | 1 | ARCH-FFE | TRUE
ITBU-446 | CLOCK: analogue display, electric, synchronised slave, wireless GPS, wall mounted |  |  | 1 | ARCH-FFE | FALSE
ITBU-447 | CLOCK: analogue display, electric, synchronised slave, wireless GPS, wall recessed |  |  | 1 | ARCH-FFE | FALSE
ITBU-448 | CLOCK: analogue display, electric, synchronised slave, wireless internet protocol (IP), wall mounted |  |  | 1 | ARCH-FFE | FALSE
ITBU-449 | CLOCK: analogue display, electric, synchronised slave, wireless internet protocol (IP), wall recessed |  |  | 1 | ARCH-FFE | FALSE
ITBU-450 | CLOCK: analogue display, electric, synchronised slave, wired internet protocol (IP), wall mounted | ITCL-016 | CLOCK: clock system slave, analogue | 1 | ARCH-FFE | FALSE
ITBU-451 | CLOCK: analogue display, electric, synchronised slave, wired internet protocol (IP), wall recessed |  |  | 1 | ARCH-FFE | FALSE
ITBU-452 | CLOCK: analogue display, dual sided, electric, synchronised slave, wireless internet protocol (IP), cantilever wall mounted |  |  | 1 | ARCH-FFE | FALSE
ITBU-453 | CLOCK: analogue display, dual sided, electric, synchronised slave, wireless internet protocol (IP), ceiling mounted |  |  | 1 | ARCH-FFE | FALSE
ITBU-454 | CLOCK: analogue display, dual sided, electric, synchronised slave, wired internet protocol (IP), cantilever wall mounted |  |  | 1 | ARCH-FFE | FALSE
ITBU-455 | CLOCK: analogue display, dual sided, electric, synchronised slave, wired internet protocol (IP), ceiling mounted |  |  | 1 | ARCH-FFE | FALSE
ITBU-461 | CLOCK: digital display, electric, wall mounted |  |  | 1 | ARCH-FFE | FALSE
ITBU-463 | CLOCK: digital display, electric, MRI compatible, wall mounted |  |  | 1 | ARCH-FFE | FALSE
ITBU-466 | CLOCK: digital display, electric, synchronised slave, wireless GPS, wall mounted |  |  | 1 | ARCH-FFE | FALSE
ITBU-467 | CLOCK: digital display, electric, synchronised slave, wireless GPS, wall recessed |  |  | 1 | ARCH-FFE | FALSE
ITBU-468 | CLOCK: digital display, electric, synchronised slave, wireless internet protocol (IP), wall mounted |  |  | 1 | ARCH-FFE | FALSE
ITBU-469 | CLOCK: digital display, electric, synchronised slave, wireless internet protocol (IP), wall recessed |  |  | 1 | ARCH-FFE | FALSE
ITBU-470 | CLOCK: digital display, electric, synchronised slave, wired internet protocol (IP), wall mounted | ITCL-018 | CLOCK: clock system slave, digital | 1 | ARCH-FFE | TRUE
ITBU-471 | CLOCK: digital display, electric, synchronised slave, wired internet protocol (IP), wall recessed |  |  | 1 | ARCH-FFE | TRUE
ITBU-472 | CLOCK: digital display, dual sided, electric, synchronised slave, wireless internet protocol (IP), cantilever wall mounted |  |  | 1 | ARCH-FFE | FALSE
ITBU-473 | CLOCK: digital display, dual sided, electric, synchronised slave, wireless internet protocol (IP), ceiling mounted |  |  | 1 | ARCH-FFE | FALSE
ITBU-474 | CLOCK: digital display, dual sided, electric, synchronised slave, wired internet protocol (IP), cantilever wall mounted | ITCL-023 | CONTROL PANEL: master clock system | 1 | ARCH-FFE | FALSE
ITBU-475 | CLOCK: digital display, dual sided, electric, synchronised slave, wired internet protocol (IP), ceiling mounted |  |  | 1 | ARCH-FFE | FALSE
ITBU-481 | CLOCK: digital display, with time and elapsed time, electric, synchronised slave, wired internet protocol (IP), wall mounted | ITCL-020 | CLOCK: clock system slave, dual digital / elapsed time | 1 | ARCH-FFE | FALSE
ITBU-482 | CLOCK: digital display, with time and elapsed time, electric, synchronised slave, wired internet protocol (IP), wall recessed | ITCL-021 | CLOCK: clock system slave dual time / elapsed time | 1 | ARCH-FFE | TRUE
ITCL-101 | ANNUNCIATOR: nurse call | ITCL-001 | ANNUNCIATOR: nurse call | 1 | ENGG-EL | TRUE
ITCL-101.01 | ANNUNCIATOR: nurse call, display screen |  |  | 1 | ENGG-EL | FALSE
ITCL-101.02 | ANNUNCIATOR: nurse call, display panel |  |  | 1 | ENGG-EL | FALSE
ITCL-111 | LIGHT: nurse call indicator, ceiling mounted | ITCL-029 | LIGHT: nurse call, indicator | 1 | ENGG-EL | TRUE
ITCL-112 | LIGHT: nurse call indicator, wall mounted | ITCL-029 | LIGHT: nurse call, indicator | 1 | ENGG-EL | FALSE
ITCL-121 | BUTTON: nurse call, patient to staff call, with cancel, wall mounted | ITCL-006 | BUTTON: nurse call, patient to staff | 1 | ENGG-EL | TRUE
ITCL-122 | BUTTON: nurse call, patient to staff call, with cancel, wall mounted, wet area |  |  | 1 | ENGG-EL | TRUE
ITCL-123 | BUTTON: nurse call, patient to staff call, with cancel, on services panel |  |  | 1 | ENGG-EL | FALSE
ITCL-124 | BUTTON: nurse call, patient to staff call, with cancel, on services panel, wet area |  |  | 1 | ENGG-EL | FALSE
ITCL-125 | BUTTON: nurse call, patient to staff call, with cancel, on services pendant |  |  | 1 | ENGG-EL | TRUE
ITCL-127 | BUTTON: nurse call, patient to staff call, with cancel, joinery mounted |  |  | 1 | ENGG-EL | TRUE
ITCL-129 | BUTTON: nurse call, patient to staff call, with cancel, to drop-down grab rail |  |  | 1 | ENGG-EL | TRUE
ITCL-130 | BUTTON: nurse call, patient to staff call, with cancel, to drop-down grab rail, wet area |  |  | 1 | ENGG-EL | FALSE
ITCL-131 | BUTTON: nurse call, patient to staff call, with cancel, with handset connection point, wall mounted |  |  | 1 | ENGG-EL | FALSE
ITCL-132 | BUTTON: nurse call, patient to staff call, with cancel, with handset connection point, wall mounted, wet area |  |  | 1 | ENGG-EL | FALSE
ITCL-133 | BUTTON: nurse call, patient to staff call, with cancel, with handset connection point, on services panel |  |  | 1 | ENGG-EL | TRUE
ITCL-134 | BUTTON: nurse call, patient to staff call, with cancel, with handset connection point, on services panel, wet area |  |  | 1 | ENGG-EL | FALSE
ITCL-135 | BUTTON: nurse call, patient to staff call, with cancel, with handset connection point, on services pendant |  |  | 1 | ENGG-EL | TRUE
ITCL-136 | BUTTON: nurse call, patient to staff call, with cancel, with handset connection point, joinery mounted |  |  | 1 | ENGG-EL | FALSE
ITCL-141 | BUTTON: nurse call, patient to staff call, with cancel, with handset connection point, with assistive device connection points, wall mounted |  |  | 1 | ENGG-EL | FALSE
ITCL-142 | BUTTON: nurse call, patient to staff call, with cancel, with handset connection point, with assistive device connection points, wall mounted, wet area |  |  | 1 | ENGG-EL | FALSE
ITCL-143 | BUTTON: nurse call, patient to staff call, with cancel, with handset connection point, with assistive device connection points, on services panel |  |  | 1 | ENGG-EL | FALSE
ITCL-144 | BUTTON: nurse call, patient to staff call, with cancel, with handset connection point, with assistive device connection points, on services panel, wet area |  |  | 1 | ENGG-EL | FALSE
ITCL-145 | BUTTON: nurse call, patient to staff call, with cancel, with handset connection point, with assistive device connection points, on services pendant |  |  | 1 | ENGG-EL | FALSE
ITCL-146 | BUTTON: nurse call, patient to staff call, with cancel, with handset connection point, with assistive device connection points, joinery mounted |  |  | 1 | ENGG-EL | FALSE
ITCL-151 | BUTTON: nurse call, patient to staff call and staff assist call, with cancel, wall mounted |  |  | 1 | ENGG-EL | FALSE
ITCL-152 | BUTTON: nurse call, patient to staff call and staff assist call, with cancel, wall mounted, wet area |  |  | 1 | ENGG-EL | FALSE
ITCL-153 | BUTTON: nurse call, patient to staff call and staff assist call, with cancel, on services panel |  |  | 1 | ENGG-EL | FALSE
ITCL-154 | BUTTON: nurse call, patient to staff call and staff assist call, with cancel, on services panel, wet area |  |  | 1 | ENGG-EL | FALSE
ITCL-155 | BUTTON: nurse call, patient to staff call and staff assist call, with cancel, on services pendant |  |  | 1 | ENGG-EL | FALSE
ITCL-156 | BUTTON: nurse call, patient to staff call and staff assist call, with cancel, joinery mounted |  |  | 1 | ENGG-EL | FALSE
ITCL-161 | BUTTON: nurse call, patient to staff call and staff assist call, with cancel, with handset connection point, wall mounted |  |  | 1 | ENGG-EL | FALSE
ITCL-162 | BUTTON: nurse call, patient to staff call and staff assist call, with cancel, with handset connection point, wall mounted, wet area |  |  | 1 | ENGG-EL | FALSE
ITCL-163 | BUTTON: nurse call, patient to staff call and staff assist call, with cancel, with handset connection point, on services panel |  |  | 1 | ENGG-EL | FALSE
ITCL-164 | BUTTON: nurse call, patient to staff call and staff assist call, with cancel, with handset connection point, on services panel, wet area |  |  | 1 | ENGG-EL | FALSE
ITCL-165 | BUTTON: nurse call, patient to staff call and staff assist call, with cancel, with handset connection point, on services pendant |  |  | 1 | ENGG-EL | FALSE
ITCL-166 | BUTTON: nurse call, patient to staff call and staff assist call, with cancel, with handset connection point, joinery mounted |  |  | 1 | ENGG-EL | FALSE
ITCL-171 | BUTTON: nurse call, patient to staff call and staff assist call, with cancel, with handset connection point, with assistive device connection points, wall mounted |  |  | 1 | ENGG-EL | FALSE
ITCL-172 | BUTTON: nurse call, patient to staff call and staff assist call, with cancel, with handset connection point, with assistive device connection points, wall mounted, wet area |  |  | 1 | ENGG-EL | FALSE
ITCL-173 | BUTTON: nurse call, patient to staff call and staff assist call, with cancel, with handset connection point, with assistive device connection points, on services panel |  |  | 1 | ENGG-EL | TRUE
ITCL-174 | BUTTON: nurse call, patient to staff call and staff assist call, with cancel, with handset connection point, with assistive device connection points, on services panel, wet area |  |  | 1 | ENGG-EL | FALSE
ITCL-175 | BUTTON: nurse call, patient to staff call and staff assist call, with cancel, with handset connection point, with assistive device connection points, on services pendant |  |  | 1 | ENGG-EL | FALSE
ITCL-176 | BUTTON: nurse call, patient to staff call and staff assist call, with cancel, with handset connection point, with assistive device connection points, joinery mounted |  |  | 1 | ENGG-EL | FALSE
ITCL-181 | BUTTON: nurse call, staff assist, with cancel, wall mounted | ITCL-008 | BUTTON: nurse call, staff assist | 1 | ENGG-EL | TRUE
ITCL-182 | BUTTON: nurse call, staff assist, with cancel, wall mounted, wet area |  |  | 1 | ENGG-EL | FALSE
ITCL-183 | BUTTON: nurse call, staff assist, with cancel, on services panel |  |  | 1 | ENGG-EL | TRUE
ITCL-184 | BUTTON: nurse call, staff assist, with cancel, on services panel, wet area |  |  | 1 | ENGG-EL | FALSE
ITCL-185 | BUTTON: nurse call, staff assist, with cancel, on services pendant |  |  | 1 | ENGG-EL | TRUE
ITCL-186 | BUTTON: nurse call, staff assist, with cancel, joinery mounted |  |  | 1 | ENGG-EL | FALSE
ITCL-191 | BUTTON: nurse call, emergency, with cancel, wall mounted | ITCL-004 | BUTTON: nurse call, emergency | 1 | ENGG-EL | TRUE
ITCL-192 | BUTTON: nurse call, emergency, with cancel, wall mounted, wet area |  |  | 1 | ENGG-EL | FALSE
ITCL-193 | BUTTON: nurse call, emergency, with cancel, on services panel |  |  | 1 | ENGG-EL | FALSE
ITCL-194 | BUTTON: nurse call, emergency, with cancel, on services panel, wet area |  |  | 1 | ENGG-EL | FALSE
ITCL-195 | BUTTON: nurse call, emergency, with cancel, on services pendant |  |  | 1 | ENGG-EL | TRUE
ITCL-196 | BUTTON: nurse call, emergency, with cancel, joinery mounted |  |  | 1 | ENGG-EL | FALSE
ITCL-197 | BUTTON: nurse call, emergency, with cancel, to drop-down grab rail |  |  | 1 | ENGG-EL | FALSE
ITCL-201 | PULL CORD: nurse call, emergency, with cancel, wall mounted | ITCL-031 | PENDANT: nurse call, patient to staff | 1 | ENGG-EL | FALSE
ITCL-202 | PULL CORD: nurse call, emergency, with cancel, wall mounted, wet area |  |  | 1 | ENGG-EL | FALSE
ITCL-203 | PULL CORD: nurse call, emergency, with cancel, ceiling mounted |  |  | 1 | ENGG-EL | FALSE
ITCL-204 | PULL CORD: nurse call, emergency, with cancel, ceiling mounted, wet area |  |  | 1 | ENGG-EL | FALSE
ITCL-211 | BUTTON: nurse call, orderly / porter, with cancel, wall mounted | ITCL-005 | BUTTON: OP assist call | 1 | ENGG-EL | TRUE
ITCL-212 | BUTTON: nurse call, orderly / porter, with cancel, on services panel |  |  | 1 | ENGG-EL | FALSE
ITCL-213 | BUTTON: nurse call, orderly / porter, with cancel, on services pendant |  |  | 1 | ENGG-EL | TRUE
ITCL-214 | BUTTON: nurse call, orderly / porter, with cancel, joinery mounted |  |  | 1 | ENGG-EL | FALSE
ITCL-221 | BUTTON: nurse call, cancel, wall mounted | ITCL-007 | BUTTON: nurse call, patient to staff cancel | 1 | ENGG-EL | FALSE
ITCL-222 | BUTTON: nurse call, cancel, wall mounted, wet area |  |  | 1 | ENGG-EL | FALSE
ITCL-223 | BUTTON: nurse call, cancel, on services panel |  |  | 1 | ENGG-EL | FALSE
ITCL-224 | BUTTON: nurse call, cancel, on services panel, wet area |  |  | 1 | ENGG-EL | FALSE
ITCL-225 | BUTTON: nurse call, cancel, on services pendant |  |  | 1 | ENGG-EL | FALSE
ITCL-226 | BUTTON: nurse call, cancel, joinery mounted |  |  | 1 | ENGG-EL | FALSE
ITCL-231 | BUTTON: nurse call, cancel, with handset connection point, wall mounted |  |  | 1 | ENGG-EL | FALSE
ITCL-232 | BUTTON: nurse call, cancel, with handset connection point, wall mounted, wet area |  |  | 1 | ENGG-EL | FALSE
ITCL-233 | BUTTON: nurse call, cancel, with handset connection point, on services panel |  |  | 1 | ENGG-EL | FALSE
ITCL-234 | BUTTON: nurse call, cancel, with handset connection point, on services panel, wet area |  |  | 1 | ENGG-EL | FALSE
ITCL-235 | BUTTON: nurse call, cancel, with handset connection point, on services pendant |  |  | 1 | ENGG-EL | FALSE
ITCL-236 | BUTTON: nurse call, cancel, with handset connection point, joinery mounted |  |  | 1 | ENGG-EL | FALSE
ITCL-241 | BUTTON: nurse call, cancel, with handset connection point, with assistive device connection point, wall mounted |  |  | 1 | ENGG-EL | FALSE
ITCL-242 | BUTTON: nurse call, cancel, with handset connection point, with assistive device connection point, wall mounted, wet area |  |  | 1 | ENGG-EL | FALSE
ITCL-243 | BUTTON: nurse call, cancel, with handset connection point, with assistive device connection point, on services panel |  |  | 1 | ENGG-EL | FALSE
ITCL-244 | BUTTON: nurse call, cancel, with handset connection point, with assistive device connection point, on services panel, wet area |  |  | 1 | ENGG-EL | FALSE
ITCL-245 | BUTTON: nurse call, cancel, with handset connection point, with assistive device connection point, on services pendant |  |  | 1 | ENGG-EL | FALSE
ITCL-246 | BUTTON: nurse call, cancel, with handset connection point, with assistive device connection point, joinery mounted |  |  | 1 | ENGG-EL | FALSE
ITCL-251 | HANDSET: nurse call, patient to staff call | ITCL-028 | HANDSET: nurse call, with patient to staff call button | 1 | ENGG-EL | TRUE
ITCL-252 | HANDSET: nurse call, patient to staff call, with light control |  |  | 1 | ENGG-EL | FALSE
ITCL-253 | HANDSET: nurse call, patient to staff call, with light control, with patient entertainment system control, with speaker |  |  | 1 | ENGG-EL | TRUE
ITCL-254 | HANDSET: nurse call, patient to staff call, with light control, with patient entertainment system control, with intercom and speaker |  |  | 1 | ENGG-EL | TRUE
ITCL-271 | WORKFLOW TERMINAL: nurse call, wall mounted | ITCL-033 | WORKFLOW TERMINAL: nurse call | 1 | ENGG-EL | FALSE
ITCL-281 | CONSOLE: nurse call, wall mounted |  |  | 1 | ENGG-EL | FALSE
ITCL-282 | CONSOLE: nurse call, desktop |  |  | 1 | ENGG-EL | FALSE
ITCL-291 | BED CARD: electronic, wall mounted | ITCL-003 | BED CARD: electronic, wall mounted | 1 | ENGG-EL | FALSE
ITCL-301 | DISPLAY SCREEN: patient entertainment system | ITBU-012 | DISPLAY SCREEN: patient entertainment system | 2 | ARCH-FFE | TRUE
ITCL-302 | DISPLAY SCREEN: patient entertainment system, touchscreen |  |  | 2 | ARCH-FFE | FALSE
ITCL-303 | DISPLAY SCREEN: patient entertainment system, touchscreen, portable |  |  | 2 | ARCH-FFE | FALSE
ITCL-311 | GAMNG CONSOLE: patient entertainment system |  |  | 2 | ARCH-FFE | FALSE
ITCL-321 | TROLLEY: patient entertainment system |  |  | 1 | ARCH-FFE | FALSE
ITCL-322 | TROLLEY: patient entertainment system, with gaming system |  |  | 1 | ARCH-FFE | FALSE
ITCL-331 | DISPLAY SCREEN: patient flow system | ITBU-013 | DISPLAY SCREEN: patient flow system | 1 | ARCH-FFE | TRUE
ITCL-333 | DISPLAY SCREEN: patient flow system, touch screen | ITBU-022 | TOUCHPAD: patient flow system | 1 | ARCH-FFE | FALSE
ITCL-341 | DISPLAY SCREEN: patient check-in system |  |  | 1 | ARCH-FFE | FALSE
ITCL-343 | DISPLAY SCREEN: patient check-in system, touch screen |  |  | 1 | ARCH-FFE | FALSE
ITCL-346 | KIOSK: patient check-in system |  |  | 1 | ARCH-FFE | FALSE
ITCL-351 | DISPLAY SCREEN: patient treatment information | ITNE-073 | DISPLAY SCREEN: patient treatment information | 1 | ARCH-FFE | TRUE
ITCL-352 | DISPLAY SCREEN: patient treatment information, slave |  |  |  |  | FALSE
ITCL-353 | DISPLAY SCREEN: patient treatment information, touch screen |  |  | 1 | ARCH-FFE | TRUE
ITCL-362 | DISPLAY SCREEN: medical equipment, slave |  |  | 1 | ARCH-FFE | TRUE
ITCL-381 | DISPLAY SCREEN: patient observation | ITNE-074 | DISPLAY SCREEN: patient observation | 1 | ARCH-FFE | TRUE
ITCL-382 | DISPLAY SCREEN: patient observation, slave |  |  | 1 | ARCH-FFE | TRUE
ITCL-386 | COMPUTER: patient observation, central processing unit (CPU) and control console |  |  | 1 | ARCH-FFE | FALSE
ITCL-391 | MICROPHONE: patient observation, ceiling mounted |  |  | 1 | ARCH-FFE | FALSE
ITCL-392 | MICROPHONE: patient observation, wall mounted |  |  | 1 | ARCH-FFE | FALSE
ITCL-393 | MICROPHONE: patient observation, joinery mounted |  |  | 1 | ARCH-FFE | FALSE
ITCL-401 | MICROPHONE: staff to patient communication, ceiling mounted |  |  | 1 | ARCH-FFE | FALSE
ITCL-402 | MICROPHONE: staff to patient communication, wall mounted |  |  | 1 | ARCH-FFE | FALSE
ITCL-403 | MICROPHONE: staff to patient communication, joinery mounted |  |  | 1 | ARCH-FFE | FALSE
ITCL-411 | SPEAKER: patient observation, ceiling recessed |  |  | 1 | ARCH-FFE | FALSE
ITCL-412 | SPEAKER: patient observation, ceiling mounted |  |  | 1 | ARCH-FFE | FALSE
ITCL-413 | SPEAKER: patient observation, wall mounted |  |  | 1 | ARCH-FFE | FALSE
ITCL-414 | SPEAKER: patient observation, joinery mounted |  |  | 1 | ARCH-FFE | FALSE
ITCL-421 | SPEAKER: staff to patient communication, ceiling recessed |  |  | 1 | ARCH-FFE | FALSE
ITCL-422 | SPEAKER: staff to patient communication, ceiling mounted |  |  | 1 | ARCH-FFE | FALSE
ITCL-423 | SPEAKER: staff to patient communication, wall mounted |  |  | 1 | ARCH-FFE | FALSE
ITCL-424 | SPEAKER: staff to patient communication, joinery mounted |  |  | 1 | ARCH-FFE | FALSE
ITCL-431 | CAMERA: patient observation, ceiling mounted | ITCL-012 | CAMERA: observation | 1 | ARCH-FFE | TRUE
ITCL-432 | CAMERA: patient observation, wall mounted |  |  | 1 | ARCH-FFE | TRUE
ITCL-436 | CAMERA: patient observation, MRI compatible, ceiling mounted | MMMI-188 | CAMERA: observation, MRI | 1 | ARCH-FFE | FALSE
ITCL-437 | CAMERA: patient observation, MRI compatible, wall mounted |  |  | 1 | ARCH-FFE | TRUE
ITCL-441 | CAMERA: patient observation, telemedicine, ceiling mounted |  |  | 1 | ARCH-FFE | FALSE
ITCL-442 | CAMERA: patient observation, telemedicine, wall mounted | ITCL-034 | CAMERA: telemedicine | 1 | ARCH-FFE | FALSE
ITCL-443 | CAMERA: patient observation, telemedicine, joinery mounted |  |  | 1 | ARCH-FFE | FALSE
ITCL-451 | CAMERA: patient observation, respiratory gating, ceiling mounted |  |  | 1 | ARCH-FFE | FALSE
ITCL-452 | CAMERA: patient observation, respiratory gating, wall mounted | ITCL-035 | CAMERA: respiratory gating | 1 | ARCH-FFE | FALSE
ITCL-453 | CAMERA: patient observation, respiratory gating, joinery mounted |  |  | 1 | ARCH-FFE | FALSE
ITCL-461 | CAMERA: patient observation, neonatal, ceiling mounted | ITCL-036 | CAMERA: neonatal | 1 | ARCH-FFE | FALSE
ITCL-462 | CAMERA: patient observation, neonatal, wall mounted |  |  | 1 | ARCH-FFE | FALSE
ITCL-463 | CAMERA: patient observation, neonatal, joinery mounted |  |  | 1 | ARCH-FFE | FALSE
ITCL-464 | CAMERA: patient observation, neonatal, crib mounted |  |  | 1 | ARCH-FFE | TRUE
ITIN-011 | OUTLET: data, single RJ45, ceiling mounted | ITIN-011 | OUTLET: data, single RJ45, ceiling mounted | 1 | ENGG-EL | TRUE
ITIN-012 | OUTLET: data, single RJ45, in floor box | ITIN-012 | OUTLET: data, single RJ45, in floorbox | 1 | ENGG-EL | FALSE
ITIN-013 | OUTLET: data, single RJ45, on AV panel | ITIN-013 | OUTLET: data, single RJ45, on data/ AV panel | 1 | ENGG-EL | FALSE
ITIN-014 | OUTLET: data, single RJ45, on services pendant | ITIN-014 | OUTLET: data, single RJ45, on pendant | 1 | ENGG-EL | TRUE
ITIN-015 | OUTLET: data, single RJ45, on services panel | ITIN-015 | OUTLET: data, single RJ45, on services panel | 1 | ENGG-EL | FALSE
ITIN-016 | OUTLET: data, single RJ45, wall mounted | ITIN-016 | OUTLET: data, single RJ45, wall mounted | 1 | ENGG-EL | TRUE
ITIN-017 | OUTLET: data, single RJ45, surface mounted | ITIN-018 | OUTLET: data, single RJ45, surface mounted | 1 | ENGG-EL | FALSE
ITIN-019 | OUTLET: data, single RJ45, in desk box |  |  | 1 | ENGG-EL | FALSE
ITIN-021 | OUTLET: data, double RJ45, ceiling mounted | ITIN-021 | OUTLET: data, double RJ45, ceiling mounted | 1 | ENGG-EL | TRUE
ITIN-022 | OUTLET: data, double RJ45, in floor box | ITIN-022 | OUTLET: data, double RJ45, in floorbox | 1 | ENGG-EL | TRUE
ITIN-023 | OUTLET: data, double RJ45, on AV panel | ITIN-023 | OUTLET: data, double RJ45, on data/ AV panel | 1 | ENGG-EL | FALSE
ITIN-024 | OUTLET: data, double RJ45, on services pendant | ITIN-024 | OUTLET: data, double RJ45, on pendant | 1 | ENGG-EL | TRUE
ITIN-025 | OUTLET: data, double RJ45, on services panel | ITIN-025 | OUTLET: data, double RJ45, on services panel | 1 | ENGG-EL | TRUE
ITIN-026 | OUTLET: data, double RJ45, wall mounted | ITIN-026 | OUTLET: data, double RJ45, wall mounted | 1 | ENGG-EL | TRUE
ITIN-028 | OUTLET: data, double RJ45, surface mounted | ITIN-028 | OUTLET: data, double RJ45, surface mounted | 1 | ENGG-EL | TRUE
ITIN-029 | OUTLET: data, double RJ45, in desk box | ITIN-029 | OUTLET: data, double RJ45, desk box | 1 | ENGG-EL | TRUE
ITIN-031 | OUTLET: data, triple RJ45, ceiling mounted | ITIN-031 | OUTLET: data, triple RJ45, ceiling mounted | 1 | ENGG-EL | FALSE
ITIN-032 | OUTLET: data, triple RJ45, in floor box | ITIN-032 | OUTLET: data, triple RJ45, in floorbox | 1 | ENGG-EL | FALSE
ITIN-033 | OUTLET: data, triple RJ45, on AV panel | ITIN-033 | OUTLET: data, triple RJ45, on data/ AV panel | 1 | ENGG-EL | FALSE
ITIN-034 | OUTLET: data, triple RJ45, on services pendant | ITIN-034 | OUTLET: data, triple RJ45, on pendant | 1 | ENGG-EL | TRUE
ITIN-035 | OUTLET: data, triple RJ45, on services panel | ITIN-035 | OUTLET: data, triple RJ45, on services panel | 1 | ENGG-EL | FALSE
ITIN-036 | OUTLET: data, triple RJ45, wall mounted | ITIN-036 | OUTLET: data, triple RJ45, wall mounted | 1 | ENGG-EL | TRUE
ITIN-038 | OUTLET: data, triple RJ45, surface mounted | ITIN-038 | OUTLET: data, triple RJ45, surface mounted | 1 | ENGG-EL | TRUE
ITIN-039 | OUTLET: data, triple RJ45, in desk box |  |  | 1 | ENGG-EL | FALSE
ITIN-041 | OUTLET: data, quad RJ45, ceiling mounted | ITIN-041 | OUTLET: data, quad RJ45, ceiling mounted | 1 | ENGG-EL | FALSE
ITIN-042 | OUTLET: data, quad RJ45, in floor box | ITIN-042 | OUTLET: data, quad RJ45, in floorbox | 1 | ENGG-EL | FALSE
ITIN-043 | OUTLET: data, quad RJ45, on AV panel | ITIN-043 | OUTLET: data, quad RJ45, on data/ AV panel | 1 | ENGG-EL | FALSE
ITIN-044 | OUTLET: data, quad RJ45, on services pendant | ITIN-044 | OUTLET: data, quad RJ45, on pendant | 1 | ENGG-EL | FALSE
ITIN-045 | OUTLET: data, quad RJ45, on services panel | ITIN-045 | OUTLET: data, quad RJ45, on services panel | 1 | ENGG-EL | FALSE
ITIN-046 | OUTLET: data, quad RJ45, wall mounted | ITIN-046 | OUTLET: data, quad RJ45, wall mounted | 1 | ENGG-EL | TRUE
ITIN-048 | OUTLET: data, quad RJ45, surface mounted |  |  | 1 | ENGG-EL | FALSE
ITIN-049 | OUTLET: data, quad RJ45, in desk box |  |  | 1 | ENGG-EL | FALSE
ITIN-053 | OUTLET: data, USB, on AV panel | ITIN-051 | OUTLET: data, USB, on data/ AV panel | 1 | ENGG-EL | FALSE
ITIN-054 | OUTLET: data, USB, on services pendant | ITIN-053 | OUTLET: data, USB, on pendant | 1 | ENGG-EL | FALSE
ITIN-055 | OUTLET: data, USB, on services panel | ITIN-052 | OUTLET: data, USB, on medical services panel | 1 | ENGG-EL | FALSE
ITIN-056 | OUTLET: data, USB, wall mounted | ITIN-055 | OUTLET: data, USB, wall mounted | 1 | ENGG-EL | FALSE
ITIN-058 | OUTLET: data, USB, surface mounted | ITIN-054 | OUTLET: data, USB, surface mounted | 1 | ENGG-EL | FALSE
ITIN-059 | OUTLET: data, USB, in desk box |  |  | 1 | ENGG-EL | FALSE
ITIN-061 | OUTLET: data, HDMI, ceiling mounted | ITIN-061 | OUTLET: HDMI, ceiling mounted | 1 | ENGG-EL | TRUE
ITIN-062 | OUTLET: data, HDMI, in floor box | ITIN-062 | OUTLET: HDMI, in floorbox | 1 | ENGG-EL | FALSE
ITIN-063 | OUTLET: data, HDMI, on AV panel | ITIN-063 | OUTLET: HDMI, on data/ AV panel | 1 | ENGG-EL | FALSE
ITIN-064 | OUTLET: data, HDMI, on services pendant | ITIN-064 | OUTLET: HDMI, on services panel | 1 | ENGG-EL | FALSE
ITIN-065 | OUTLET: data, HDMI, on services panel | ITIN-065 | OUTLET: HDMI, on pendant | 1 | ENGG-EL | TRUE
ITIN-066 | OUTLET: data, HDMI, wall mounted | ITIN-066 | OUTLET: HDMI, wall mounted | 1 | ENGG-EL | TRUE
ITIN-068 | OUTLET: data, HDMI, surface mounted |  |  | 1 | ENGG-EL | FALSE
ITIN-069 | OUTLET: data, HDMI, in desk box | ITIN-067 | OUTLET: HDMI, desk box | 1 | ENGG-EL | FALSE
ITIN-071 | OUTLET: MATV, ceiling mounted | ITIN-071 | OUTLET: MATV, ceiling mounted | 1 | ENGG-EL | TRUE
ITIN-076 | OUTLET: MATV, wall mounted | ITIN-072 | OUTLET: MATV, wall mounted | 1 | ENGG-EL | TRUE
ITIN-083 | OUTLET: data, optic fibre, on AV panel | ITIN-081 | OUTLET: optical digital, on data/ AV panel | 1 | ENGG-EL | FALSE
ITIN-084 | OUTLET: data, optic fibre, on services pendant | ITIN-082 | OUTLET: optical digital, on pendant | 1 | ENGG-EL | FALSE
ITIN-085 | OUTLET: data, optic fibre, on services panel | ITIN-083 | OUTLET: optical digital, on services panel | 1 | ENGG-EL | FALSE
ITIN-086 | OUTLET: data, optic fibre, wall mounted | ITIN-084 | OUTLET: optical digital, wall mounted | 1 | ENGG-EL | FALSE
ITIN-091 | OUTLET: data, RS232, ceiling mounted | ITIN-091 | OUTLET: RS232, ceiling mounted | 1 | ENGG-EL | FALSE
ITIN-093 | OUTLET: data, RS232, on AV panel | ITIN-092 | OUTLET: RS232, on data/ AV panel | 1 | ENGG-EL | FALSE
ITIN-094 | OUTLET: data, RS232, on services pendant | ITIN-094 | OUTLET: RS232, on pendant | 1 | ENGG-EL | FALSE
ITIN-095 | OUTLET: data, RS232, on services panel | ITIN-093 | OUTLET: RS232, on services panel | 1 | ENGG-EL | FALSE
ITIN-096 | OUTLET: data, RS232, wall mounted | ITIN-095 | OUTLET: RS232, wall mounted | 1 | ENGG-EL | FALSE
ITIN-101 | OUTLET: data, VGA, ceiling mounted | ITIN-101 | OUTLET: VGA, ceiling mounted | 1 | ENGG-EL | FALSE
ITIN-103 | OUTLET: data, VGA, on AV panel | ITIN-102 | OUTLET: VGA, on data/ AV panel | 1 | ENGG-EL | FALSE
ITIN-104 | OUTLET: data, VGA, on services pendant | ITIN-104 | OUTLET: VGA, on pendant | 1 | ENGG-EL | FALSE
ITIN-105 | OUTLET: data, VGA, on services panel | ITIN-103 | OUTLET: VGA, on medical services panel | 1 | ENGG-EL | FALSE
ITIN-106 | OUTLET: data, VGA, wall mounted | ITIN-105 | OUTLET: VGA, wall mounted | 1 | ENGG-EL | FALSE
ITIN-108 | OUTLET: data, VGA, surface mounted |  |  | 1 | ENGG-EL | FALSE
ITIN-109 | OUTLET: data, VGA, in desk box |  |  | 1 | ENGG-EL | FALSE
ITIN-121 | PATCH PANEL: data, communications cabling, interconnection | ITIN-120 | PATCH PANEL: data integration | 1 | ENGG-EL | FALSE
ITIN-151 | AV PANEL: power and data outlets, wall mounted | ITIN-142 | DATA PANEL: data / AV outlets, wall mounted | 1 | ENGG-EL | FALSE
ITIN-152 | AV PANEL: power and data outlets, joinery mounted | ITIN-141 | DATA PANEL: data / AV outlets, surface mounted | 1 | ENGG-EL | FALSE
ITIN-161 | FLOOR BOX: power and data outlets, above floor mounted |  |  | 1 | ENGG-EL | FALSE
ITIN-162 | FLOOR BOX: power and data outlets, flush floor mounted | ITIN-143 | FLOORBOX: for power, data, AV, flush mounted | 1 | ENGG-EL | TRUE
ITIN-163 | FLOOR BOX: power and data outlets, flush floor mounted, pop-up |  |  | 1 | ENGG-EL | FALSE
ITIN-164 | FLOOR BOX: power and data outlets, flush floor mounted, water resistant |  |  | 1 | ENGG-EL | FALSE
ITIN-171 | DESK BOX: power and data outlets, softwired, surface mounted |  |  | 1 | ENGG-EL | TRUE
ITIN-172 | DESK BOX: power and data outlets, softwired, flush mounted | ITIN-145 | DESK BOX: for power, data, AV, flush mounted, softwired | 1 | ENGG-EL | TRUE
ITIN-173 | DESK BOX: power and data outlets, softwired, flush mounted, pop-up |  |  | 1 | ENGG-EL | FALSE
ITIN-181 | CABLE TRAY: power and data outlets, softwired, under bench/desk | FQDW-075 | WORKSTATION SYSTEM: cable tray, soft wired power and data | 1 | ENGG-EL | TRUE
ITIN-201 | ICT RACK: server equipment, floor standing | ITIN-125 | RACK: server, size and RU to spec, floorstanding | 1 | ENGG-EL | FALSE
ITIN-211 | ICT RACK: network communications equipment, floor standing | ITIN-123 | RACK: communications | 1 | ENGG-EL | FALSE
ITIN-221 | ICT RACK: main distribution frame (MDF) | ITIN-139 | COMPUTER: mainframe | 1 | ENGG-EL | FALSE
ITIN-231 | ICT RACK: intermediate distribution frame (IDF) | ITIN-128 | RACK: voice, intermediate distribution frame (IDF) | 1 | ENGG-EL | FALSE
ITIN-301 | COMMS PIT: cabling, ICT backbone communications | ITIN-121 | PIT: ICT infrastructure, lead in | 1 | ENGG-EL | FALSE
ITIN-302 | COMMS PIT: cabling, carrier/telco lead-in | ITIN-122 | PIT: ICT infrastructure, telecoms carrier | 1 | ENGG-EL | FALSE
ITIN-401 | COMPUTER: monitoring, building management systems (BMS) | ITIN-132 | COMPUTER: building systems control, BMS | 1 | ENGG-EL | FALSE
ITIN-402 | COMPUTER: monitoring, building management systems (BMS), integration panel |  |  | 1 | ENGG-EL | FALSE
ITIN-411 | COMPUTER: monitoring, security control systems, fixed and mobile duress | ITIN-134 | COMPUTER: building systems control, duress | 1 | ENGG-EL | FALSE
ITIN-412 | COMPUTER: monitoring, security control systems, CCTV monitoring | ITIN-137 | COMPUTER: building systems control, security | 1 | ENGG-EL | FALSE
ITIN-421 | COMPUTER: monitoring, fire control systems | ITIN-135 | COMPUTER: building systems control, fire | 1 | ENGG-EL | FALSE
ITIN-431 | COMPUTER: monitoring, lift control systems | ITIN-136 | COMPUTER: building systems control, lifts | 1 | ENGG-EL | FALSE
ITIN-441 | COMPUTER: monitoring, clinical workflow systems, nurse call | ITIN-138 | COMPUTER: clinical systems control, nurse call | 1 | ENGG-EL | FALSE
ITNE-071 | TELEPHONE: handset, desktop | ITNE-049; ITNE-050 | TELEPHONE: handset, desktop; TELEPHONE: handset, desktop, handsfree | 3 | ARCH-FFE | TRUE
ITNE-072 | TELEPHONE: handset, desktop, cordless | ITNE-048 | TELEPHONE: handset, cordless | 3 | ARCH-FFE | FALSE
ITNE-073 | TELEPHONE: handset, emergency, red, desktop |  |  | 3 | ARCH-FFE | FALSE
ITNE-076 | TELEPHONE: handset, wall mounted | ITNE-052; ITNE-053 | TELEPHONE: handset, wall mount; TELEPHONE: handset, wall mount, handsfree | 2 | ARCH-FFE | TRUE
ITNE-077 | TELEPHONE: handset, emergency, red, wall mounted |  |  | 2 | ARCH-FFE | FALSE
ITNE-081 | TELEPHONE: public, wall mounted | ITNE-057 | TELEPHONE: public | 2 | ARCH-FFE | FALSE
ITNE-086 | TELEPHONE: taxi service, wall mounted | ITNE-058 | TELEPHONE: public, taxi service | 2 | ARCH-FFE | FALSE
ITNE-091 | CHARGER: cordless telephones, desktop |  |  | 3 | ARCH-FFE | FALSE
ITNE-092 | CHARGER: cordless telephones, wall mounted |  |  | 2 | ARCH-FFE | FALSE
ITNE-101 | COMPUTER: single display screen, central processing unit (CPU), keyboard and mouse, desktop | ITNE-007 | COMPUTER: desktop, with display screen | 3 | ARCH-FFE | TRUE
ITNE-102 | COMPUTER: dual display screens, central processing unit (CPU), keyboard and mouse, desktop | ITNE-071 | COMPUTER: desktop, with dual display screens | 3 | ARCH-FFE | TRUE
ITNE-111 | COMPUTER: workstation on wheels (WOW), medical grade, all-in-one computer, keyboard and mouse, on cart | ITNE-008; MMGE-164 | COMPUTER: for workstation on wheels; WORKSTATION ON WHEELS: clinical, mobile | 3 | ARCH-FFE | TRUE
ITNE-112 | COMPUTER: workstation on wheels (WOW), medical grade, laptop, keyboard and mouse, on cart |  |  | 3 | ARCH-FFE | FALSE
ITNE-121 | COMPUTER: single display screen, all-in-one | ITNE-066 | COMPUTER: all-in-one, wall mounted | 3 | ARCH-FFE | TRUE
ITNE-122 | COMPUTER: single display screen, all-in-one, medical grade |  |  | 3 | ARCH-FFE | TRUE
ITNE-131 | COMPUTER: laptop | ITNE-010 | COMPUTER: laptop or other mobile device | 3 | ARCH-FFE | FALSE
ITNE-132 | COMPUTER: laptop, medical grade |  |  | 3 | ARCH-FFE | FALSE
ITNE-141 | COMPUTER: tablet/portable device | ITNE-012 | COMPUTER: tablet or other hand held device | 3 | ARCH-FFE | FALSE
ITNE-142 | COMPUTER: tablet/portable device, medical grade |  |  | 3 | ARCH-FFE | FALSE
ITNE-151 | COMPUTER: central processing unit (CPU) |  |  | 3 | ARCH-FFE | FALSE
ITNE-152 | COMPUTER: central processing unit (CPU), mini |  |  | 3 | ARCH-FFE | FALSE
ITNE-153 | COMPUTER: central processing unit (CPU), PACS | ITNE-009 | COMPUTER: hi performance, for clinical / PACS use | 3 | ARCH-FFE | TRUE
ITNE-161 | DOCKING STATION: laptop |  |  | 3 | ARCH-FFE | FALSE
ITNE-162 | DOCKING STATION: tablet/portable device |  |  | 3 | ARCH-FFE | FALSE
ITNE-171 | DISPLAY SCREEN: computer | ITNE-063 | DISPLAY SCREEN: for computer | 3 | ARCH-FFE | TRUE
ITNE-172 | DISPLAY SCREEN: computer, PACS | ITNE-070 | DISPLAY SCREEN: PACS | 3 | ARCH-FFE | TRUE
ITNE-201 | INPUT DEVICE: keyboard and mouse | ITNE-067 | KEYBOARD: keyboard and mouse only | 3 | ARCH-FFE | TRUE
ITNE-202 | INPUT DEVICE: keyboard and mouse, wireless |  |  | 3 | ARCH-FFE | FALSE
ITNE-203 | INPUT DEVICE: keyboard and mouse, medical grade, washable |  |  | 3 | ARCH-FFE | TRUE
ITNE-204 | INPUT DEVICE: keyboard and mouse, wireless, medical grade, washable |  |  | 3 | ARCH-FFE | TRUE
ITNE-221 | INPUT DEVICE: bar code scanner | ITNE-003 | BAR CODING: reader | 3 | ARCH-FFE | TRUE
ITNE-222 | INPUT DEVICE: bar code scanner, wireless, with charging dock |  |  | 3 | ARCH-FFE | FALSE
ITNE-223 | INPUT DEVICE: bar code scanner, medical grade, washable |  |  | 3 | ARCH-FFE | TRUE
ITNE-224 | INPUT DEVICE: bar code scanner, wireless, with charging dock, medical grade, washable |  |  | 3 | ARCH-FFE | TRUE
ITNE-231 | INPUT DEVICE: portable data entry, with charging dock |  |  | 3 | ARCH-FFE | FALSE
ITNE-241 | RECORDER: dictation |  |  | 3 | ARCH-FFE | TRUE
ITNE-251 | CAMERA: webcam, display screen mounted |  |  | 3 | ARCH-FFE | TRUE
ITNE-301 | MULTIFUNCTION DEVICE: printer/copier/scanner/fax, desktop | ITNE-020 | MULTIFUNCTION DEVICE: desktop | 3 | ARCH-FFE | FALSE
ITNE-302 | MULTIFUNCTION DEVICE: printer/copier/scanner/fax, floor standing | ITNE-021 | MULTIFUNCTION DEVICE: floorstanding | 3 | ARCH-FFE | TRUE
ITNE-311 | PRINTER: desktop | ITNE-023 | PRINTER: networked | 3 | ARCH-FFE | TRUE
ITNE-316 | PRINTER: labels, small, desktop | FQGE-056 | PRINTER: desktop, labels | 3 | ARCH-FFE | TRUE
ITNE-317 | PRINTER: labels, large, desktop |  |  | 3 | ARCH-FFE | FALSE
ITNE-321 | PRINTER: identification/access control card, desktop | ITNE-022 | PRINTER: identification / access control card | 3 | ARCH-FFE | FALSE
ITNE-341 | SCANNER: desktop, document, flatbed, desktop | ITNE-024 | SCANNER: desktop | 3 | ARCH-FFE | TRUE
ITNE-342 | SCANNER: desktop, document, upright, desktop |  |  | 3 | ARCH-FFE | FALSE
ITNE-361 | FAX MACHINE: desktop | ITNE-016 | FAX MACHINE: desktop | 3 | ARCH-FFE | FALSE
ITSE-051 | HEAD END: security, duress |  |  | 1 | ENGG-EL | FALSE
ITSE-052 | HEAD END: security, mobile duress |  |  | 1 | ENGG-EL | FALSE
ITSE-054 | CONTROL PANEL: security, duress | ITSE-020 | CONTROL PANEL: duress | 1 | ENGG-EL | FALSE
ITSE-061 | BUTTON: security, duress, fixed, wall mounted | ITSE-006 | BUTTON: duress, fixed | 1 | ENGG-EL | TRUE
ITSE-062 | BUTTON: security, duress, fixed, surface mounted |  |  | 1 | ENGG-EL | TRUE
ITSE-063 | BUTTON: security, duress, fixed, under bench mounted |  |  | 1 | ENGG-EL | TRUE
ITSE-071 | CHARGER: security, duress, wireless devices, wall mounted | ITCL-037 | CHARGER: wireless duress devices | 1 | ARCH-FFE | TRUE
ITSE-072 | CHARGER: security, duress, wireless devices, surface mounted |  |  | 1 | ARCH-FFE | FALSE
ITSE-081 | BUTTON: security, help point, wall mounted |  |  | 1 | ENGG-EL | FALSE
ITSE-091 | BUTTON: security, perimeter lockdown, wall mounted | ELBO-018 | BUTTON: security, perimeter lockdown | 1 | ENGG-EL | TRUE
ITSE-092 | BUTTON: security, perimeter lockdown, surface mounted | ELBO-018 | BUTTON: security, perimeter lockdown | 1 | ENGG-EL | FALSE
ITSE-093 | BUTTON: security, perimeter lockdown, under bench mounted | ELBO-018 | BUTTON: security, perimeter lockdown | 1 | ENGG-EL | FALSE
ITSE-101 | COMPUTER: security, CCTV monitoring, central processing unit (CPU) |  |  | 3 | ARCH-FFE | FALSE
ITSE-111 | DISPLAY SCREEN: security, CCTV monitoring | ITSE-048 | DISPLAY SCREEN: CCTV system | 3 | ARCH-FFE | TRUE
ITSE-121 | CAMERA: security, CCTV, indoor, dome, ceiling mounted | ITSE-013 | CAMERA: CCTV, indoor, fixed dome | 1 | ARCH-FFE | TRUE
ITSE-122 | CAMERA: security, CCTV, indoor, dome, wall mounted |  |  | 1 | ARCH-FFE | FALSE
ITSE-126 | CAMERA: security, CCTV, indoor, bullet, ceiling mounted | ITSE-014 | CAMERA: CCTV, indoor, tilt pan zoom | 1 | ARCH-FFE | FALSE
ITSE-127 | CAMERA: security, CCTV, indoor, bullet, wall mounted |  |  | 1 | ARCH-FFE | FALSE
ITSE-131 | CAMERA: security, CCTV, outdoor, dome, soffit mounted |  |  | 1 | ARCH-FFE | FALSE
ITSE-132 | CAMERA: security, CCTV, outdoor, dome, building mounted | ITSE-015 | CAMERA: CCTV, outdoor, fixed, building mounted | 1 | ARCH-FFE | FALSE
ITSE-133 | CAMERA: security, CCTV, outdoor, dome, pole mounted | ITSE-016 | CAMERA: CCTV, outdoor, fixed, pole mounted | 1 | ARCH-FFE | FALSE
ITSE-136 | CAMERA: security, CCTV, outdoor, bullet, soffit mounted |  |  | 1 | ARCH-FFE | FALSE
ITSE-137 | CAMERA: security, CCTV, outdoor, bullet, building mounted | ITSE-017 | CAMERA: CCTV, outdoor, tilt pan zoom, building mounted | 1 | ARCH-FFE | FALSE
ITSE-138 | CAMERA: security, CCTV, outdoor, bullet, pole mounted | ITSE-018 | CAMERA: CCTV, outdoor, tilt pan zoom, pole mounted | 1 | ARCH-FFE | FALSE
ITSE-154 | CONTROL PANEL: intercom master |  |  | 1 | ENGG-EL | FALSE
ITSE-161 | INTERCOM: audio, master, wall mounted |  |  | 1 | ENGG-EL | FALSE
ITSE-166 | INTERCOM: audio, slave, wall mounted | ITSE-029 | INTERCOM: audio, wall mount | 1 | ENGG-EL | TRUE
ITSE-171 | INTERCOM: audio, slave, outdoor, wall mounted | ITSE-049 | INTERCOM: external, audiovisual, wall mounted | 1 | ENGG-EL | FALSE
ITSE-172 | INTERCOM: audio, slave, outdoor, bollard mounted |  |  | 1 | ENGG-EL | FALSE
ITSE-181 | INTERCOM: audio-visual, master, wall mounted |  |  | 1 | ENGG-EL | FALSE
ITSE-182 | INTERCOM: audio-visual, master, surface mounted |  |  | 1 | ENGG-EL | FALSE
ITSE-186 | INTERCOM: audio-visual, slave, wall mounted | ITSE-028 | INTERCOM: audiovisual, wall mounted | 1 | ENGG-EL | TRUE
ITSE-191 | INTERCOM: audio-visual, slave, outdoor, wall mounted |  |  | 1 | ENGG-EL | FALSE
ITSE-192 | INTERCOM: audio-visual, slave, outdoor, bollard mounted |  |  | 1 | ENGG-EL | FALSE
ITSE-204 | CONTROL PANEL: security, motion/vibration detection | ITSE-021; ITSE-022 | CONTROL PANEL: intruder detection; CONTROL PANEL: motion detection | 1 | ENGG-EL | FALSE
ITSE-211 | SENSOR: security, motion detection, for alarm, wall mounted | ITSE-043 | SENSOR: intruder detection, for alarm | 1 | ENGG-EL | FALSE
ITSE-212 | SENSOR: security, motion detection, for alarm, ceiling mounted |  |  | 1 | ENGG-EL | FALSE
ITSE-216 | SENSOR: security, vibration detection, for alarm, wall mounted |  |  | 1 | ENGG-EL | FALSE
ITSE-217 | SENSOR: security, vibration detection, for alarm, ceiling mounted |  |  | 1 | ENGG-EL | FALSE
ITSE-221 | SENSOR: safety, motion detection, for staff alert, wall mounted | ITSE-046 | SENSOR: motion detection, for staff alert | 1 | ENGG-EL | FALSE
ITSE-222 | SENSOR: safety, motion detection, for staff alert, ceiling mounted | ITSE-047 | SENSOR: motion detection, for staff alert, flush to ceiling | 1 | ENGG-EL | FALSE
ITSE-231 | SENSOR: security, reed switch |  |  | 1 | ENGG-EL | FALSE
ITSE-254 | CONTROL PANEL: security, access control |  |  | 1 | ENGG-EL | FALSE
ITSE-261 | READER: security, access control, proximity card, wall mounted | ITSE-038 | READER: access control, general | 1 | ENGG-EL | TRUE
ITSE-262 | READER: security, access control, proximity card, priority, wall mounted | ITSE-039 | READER: access control, helipad priority | 1 | ENGG-EL | FALSE
ITSE-266 | READER: security, access control, proximity card, outdoor, wall mounted | ITSE-050 | READER: access control, external | 1 | ENGG-EL | FALSE
ITSE-267 | READER: security, access control, proximity card, outdoor, bollard mounted |  |  | 1 | ENGG-EL | FALSE
ITSE-271 | READER: security, access control, biometric, wall mounted | ITSE-037 | READER: access control, biometric | 1 | ENGG-EL | FALSE
ITSE-291 | KEYPAD: security, access control, wall mounted | ITSE-041 | READER: access control, with key pad | 1 | ENGG-EL | FALSE
ITSE-296 | CAMERA: identification photo | ITSE-019 | CAMERA: identification photo | 3 | ARCH-FFE | FALSE
ITSE-297 | BUTTON: door release, remote activation, wall mounted | ITSE-025 | DOOR RELEASE: access control, remote activation | 1 | ENGG-EL | TRUE
ITSE-298 | BUTTON: door release, remote activation, surface mounted |  |  | 1 | ENGG-EL | TRUE

## JO
Australasian Health Facility Guidelines
ICS DATA SHEET: JOINERY (JO)
PENDING AUSHFG REVIT MODEL UPDATE
Item Code | Item Description | ICS v1.11 Item Code(s) | ICS v1.11 Item Description(s) | Budget Group | Responsibility | In use within Standard Components | AusHFG Revit Content: Family Name | AusHFG Revit Content: Type Name
JOBE-001 | BENCH: 450D, laminate | FIJO-010; FIJO-011; FIJO-051; FIJO-052 | BENCH: 450D, open under; BENCH: 450D, open under, laminate finish; BENCH TOP: 450D, joinery under; BENCH TOP: 450D, joinery under, laminate finish | 1 | ARCH-JNY | TRUE
JOBE-002 | BENCH: 450D, stainless steel | FIJO-013 | BENCH: 450D, open under, stainless steel | 1 | ARCH-JNY | TRUE
JOBE-003 | BENCH: 450D, stainless steel lipped | FIJO-012; FIJO-053 | BENCH: 450D, open under, stainless steel lipped; BENCH TOP: 450D, joinery under, stainless steel lipped | 1 | ARCH-JNY | FALSE
JOBE-004 | BENCH: 450D, solid surface |  |  | 1 | ARCH-JNY | FALSE
JOBE-011 | BENCH: 500D, laminate |  |  | 1 | ARCH-JNY | TRUE
JOBE-012 | BENCH: 500D, stainless steel |  |  | 1 | ARCH-JNY | FALSE
JOBE-013 | BENCH: 500D, stainless steel lipped |  |  | 1 | ARCH-JNY | FALSE
JOBE-014 | BENCH: 500D, solid surface |  |  | 1 | ARCH-JNY | FALSE
JOBE-021 | BENCH: 550D, laminate |  |  | 1 | ARCH-JNY | FALSE
JOBE-022 | BENCH: 550D, stainless steel |  |  | 1 | ARCH-JNY | FALSE
JOBE-023 | BENCH: 550D, stainless steel lipped |  |  | 1 | ARCH-JNY | FALSE
JOBE-024 | BENCH: 550D, solid surface |  |  | 1 | ARCH-JNY | FALSE
JOBE-031 | BENCH: 600D, laminate | FIJO-017; FIJO-020; FIJO-058; FIJO-059 | BENCH: 600D, open under; BENCH: 600D, open under, laminate finish; BENCH TOP: 600D, joinery under; BENCH TOP: 600D, joinery under, laminate finish | 1 | ARCH-JNY | TRUE
JOBE-032 | BENCH: 600D, stainless steel |  |  | 1 | ARCH-JNY | FALSE
JOBE-033 | BENCH: 600D, stainless steel lipped | FIJO-021; FIJO-060 | BENCH: 600D, open under, stainless steel lipped; BENCH TOP: 600D, joinery under, stainless steel lipped | 1 | ARCH-JNY | TRUE
JOBE-034 | BENCH: 600D, solid surface | FIJO-022 | BENCH: 600D, open under, resinate finish, mobile | 1 | ARCH-JNY | FALSE
JOBE-041 | BENCH: 650D, laminate |  |  | 1 | ARCH-JNY | FALSE
JOBE-042 | BENCH: 650D, stainless steel |  |  | 1 | ARCH-JNY | FALSE
JOBE-043 | BENCH: 650D, stainless steel lipped |  |  | 1 | ARCH-JNY | FALSE
JOBE-044 | BENCH: 650D, solid surface |  |  | 1 | ARCH-JNY | FALSE
JOBE-051 | BENCH: 700D, laminate |  |  | 1 | ARCH-JNY | FALSE
JOBE-052 | BENCH: 700D, stainless steel |  |  | 1 | ARCH-JNY | FALSE
JOBE-053 | BENCH: 700D, stainless steel lipped |  |  | 1 | ARCH-JNY | FALSE
JOBE-054 | BENCH: 700D, solid surface |  |  | 1 | ARCH-JNY | FALSE
JOBE-061 | BENCH: 750D, laminate | FIJO-029; FIJO-030; FIJO-031; FIJO-068; FIJO-069 | BENCH: 750D, open under, X-ray; BENCH: 750D, open under; BENCH: 750D, open under, laminate finish; BENCH TOP: 750D, joinery under; BENCH TOP: 750D, joinery under, laminate finish | 1 | ARCH-JNY | TRUE
JOBE-062 | BENCH: 750D, stainless steel |  |  | 1 | ARCH-JNY | FALSE
JOBE-063 | BENCH: 750D, stainless steel lipped | FIJO-032; FIJO-070 | BENCH: 750D, open under, stainless steel lipped; BENCH TOP: 750D, joinery under, stainless steel lipped | 1 | ARCH-JNY | FALSE
JOBE-064 | BENCH: 750D, solid surface |  |  | 1 | ARCH-JNY | FALSE
JOBE-071 | BENCH: 800D, laminate |  |  | 1 | ARCH-JNY | TRUE
JOBE-072 | BENCH: 800D, stainless steel |  |  | 1 | ARCH-JNY | FALSE
JOBE-073 | BENCH: 800D, stainless steel lipped |  |  | 1 | ARCH-JNY | FALSE
JOBE-074 | BENCH: 800D, solid surface |  |  | 1 | ARCH-JNY | FALSE
JOBE-081 | BENCH: 850D, laminate |  |  | 1 | ARCH-JNY | FALSE
JOBE-082 | BENCH: 850D, stainless steel |  |  | 1 | ARCH-JNY | FALSE
JOBE-083 | BENCH: 850D, stainless steel lipped |  |  | 1 | ARCH-JNY | FALSE
JOBE-084 | BENCH: 850D, solid surface |  |  | 1 | ARCH-JNY | FALSE
JOBE-091 | BENCH: 900D, laminate | FIJO-037; FIJO-038; FIJO-075; FIJO-076 | BENCH: 900D, open under; BENCH: 900D, open under, laminate finish; BENCH TOP: 900D, joinery under; BENCH TOP: 900D, joinery under, laminate finish | 1 | ARCH-JNY | FALSE
JOBE-092 | BENCH: 900D, stainless steel |  |  | 1 | ARCH-JNY | FALSE
JOBE-093 | BENCH: 900D, stainless steel lipped | FIJO-039; FIJO-077 | BENCH: 900D, open under, stainless steel lipped; BENCH TOP: 900D, joinery under, stainless steel lipped | 1 | ARCH-JNY | FALSE
JOBE-094 | BENCH: 900D, solid surface |  |  | 1 | ARCH-JNY | FALSE
JOBE-101 | BENCH: 950D, laminate |  |  | 1 | ARCH-JNY | FALSE
JOBE-102 | BENCH: 950D, stainless steel |  |  | 1 | ARCH-JNY | FALSE
JOBE-103 | BENCH: 950D, stainless steel lipped |  |  | 1 | ARCH-JNY | FALSE
JOBE-104 | BENCH: 950D, solid surface |  |  | 1 | ARCH-JNY | FALSE
JOBE-111 | BENCH: 1000D, laminate |  |  | 1 | ARCH-JNY | FALSE
JOBE-112 | BENCH: 1000D, stainless steel |  |  | 1 | ARCH-JNY | FALSE
JOBE-113 | BENCH: 1000D, stainless steel lipped |  |  | 1 | ARCH-JNY | FALSE
JOBE-114 | BENCH: 1000D, solid surface |  |  | 1 | ARCH-JNY | FALSE
JOBE-151 | BENCH: special depth, laminate | FIJO-044; FIJO-045; FIJO-082; FIJO-083 | BENCH: special depth, open under; BENCH: special depth, open under, laminate finish; BENCH TOP: special depth, joinery under; BENCH TOP: special depth, joinery under, laminate finish | 1 | ARCH-JNY | FALSE
JOBE-152 | BENCH: special depth, stainless steel |  |  | 1 | ARCH-JNY | FALSE
JOBE-153 | BENCH: special depth, stainless steel lipped | FIJO-046; FIJO-084 | BENCH: special depth, open under, stainless steel lipped; BENCH TOP: special depth, joinery under, stainless steel lipped | 1 | ARCH-JNY | FALSE
JOBE-154 | BENCH: special depth, solid surface |  |  | 1 | ARCH-JNY | FALSE
JOBE-201 | BENCH SUPPORT: leg |  |  | 1 | ARCH-JNY | FALSE
JOBE-211 | BENCH SUPPORT: bracket | FIHR-065; FIHR-080 | BRACKET: for bench, 450D, wall mounted; BRACKET: for bench, 750D, wall mounted | 1 | ARCH-JNY | TRUE
JOBE-221 | BENCH SUPPORT: end panel | FIJO-213 | PANEL: joinery carcass end | 1 | ARCH-JNY | TRUE
JOBE-231 | BENCH SUPPORT: legs and frame, stainless steel | FIJO-100 | BENCH LEGS: stainless steel, for bench top | 1 | ARCH-JNY | TRUE
JOBE-232 | BENCH SUPPORT: legs and frame, stainless steel, with low shelf | FIJO-100; FIJO-197 | BENCH LEGS: stainless steel, for bench top; SHELF: stainless steel, underbench | 1 | ARCH-JNY | TRUE
JOBE-251 | CAP: cable access | FIJO-099 | CAC: cable access cap | 1 | ARCH-JNY | TRUE
JOBH-001 | BEDHEAD: low height |  |  | 1 | ARCH-JNY | FALSE
JOBH-002 | BEDHEAD: low height, tamper proof, anti-ligature |  |  | 1 | ARCH-JNY | FALSE
JOBH-003 | BEDHEAD: low height, concealed services |  |  | 1 | ARCH-JNY | FALSE
JOBH-004 | BEDHEAD: low height, concealed services, tamper proof, anti-ligature |  |  | 1 | ARCH-JNY | FALSE
JOBH-021 | BEDHEAD: full height |  |  | 1 | ARCH-JNY | TRUE
JOBH-022 | BEDHEAD: full height, tamper proof, anti-ligature | FIJO-210 | BEDHEAD: mental health | 1 | ARCH-JNY | TRUE
JOBH-023 | BEDHEAD: full height, concealed services |  |  | 1 | ARCH-JNY | FALSE
JOBH-024 | BEDHEAD: full height, concealed services, tamper proof, anti-ligature |  |  | 1 | ARCH-JNY | FALSE
JOCU-001 | CUPBOARD: tall, single door | FIJO-129; FIJO-131; FIJO-222 | CUPBOARD: tall, single door, adj shelves; CUPBOARD: tall, single door, adj shelves, lockable; CUPBOARD: tall, single door, fixed shelf, ADL Laundry | 1 | ARCH-JNY | TRUE
JOCU-002 | CUPBOARD: tall, single door, stock flow shelves |  |  | 1 | ARCH-JNY | FALSE
JOCU-003 | CUPBOARD: tall, single door, glazed |  |  | 1 | ARCH-JNY | FALSE
JOCU-004 | CUPBOARD: tall, single door, glazed, stock flow shelves |  |  | 1 | ARCH-JNY | FALSE
JOCU-005 | CUPBOARD: tall, single door, for audio-visual equipment |  |  | 1 | ARCH-JNY | FALSE
JOCU-006 | CUPBOARD: tall, single door, for medical services panel | FIJO-162 | CUPBOARD: tall, single door, to conceal services | 1 | ARCH-JNY | FALSE
JOCU-007 | CUPBOARD: tall, single door, no plinth |  |  | 1 | ARCH-JNY | FALSE
JOCU-021 | CUPBOARD: tall, double door | FIJO-116; FIJO-117 | CUPBOARD: tall, double door, adj shelves; CUPBOARD: tall, double door, adj shelves, lockable | 1 | ARCH-JNY | TRUE
JOCU-022 | CUPBOARD: tall, double door, stock flow shelves | FIJO-119 | CUPBOARD: tall, double door, pharmacy shelves, lockable | 1 | ARCH-JNY | FALSE
JOCU-023 | CUPBOARD: tall, double door, glazed | FIJO-221; FIJO-214 | CUPBOARD: tall, double door, glazed; CUPBOARD: tall, double door, glazed, adj shelves, lockable | 1 | ARCH-JNY | TRUE
JOCU-024 | CUPBOARD: tall, double door, glazed stock flow shelves |  |  | 1 | ARCH-JNY | FALSE
JOCU-025 | CUPBOARD: tall, double door, audio-visual equipment |  |  | 1 | ARCH-JNY | FALSE
JOCU-026 | CUPBOARD: tall, double door, for medical services panel | FIJO-122 | CUPBOARD: tall, double door, to conceal services | 1 | ARCH-JNY | FALSE
JOCU-027 | CUPBOARD: tall, double door, no plinth |  |  | 1 | ARCH-JNY | FALSE
JOCU-041 | CUPBOARD: tall, with 1 microwave shelf unit | FIJO-163 | CUPBOARD: tall, single microwave | 1 | ARCH-JNY | FALSE
JOCU-042 | CUPBOARD: tall, with 2 microwave shelf units | FIJO-164 | CUPBOARD: tall, double microwave | 1 | ARCH-JNY | FALSE
JOCU-051 | CUPBOARD: tall, with built in oven | FIJO-223 | CUPBOARD: tall, oven cabinet | 1 | ARCH-JNY | FALSE
JOCU-052 | CUPBOARD: tall, with built in oven, with 1 microwave shelf unit |  |  | 1 | ARCH-JNY | FALSE
JOCU-101 | CUPBOARD: wall mounted, single door | FIJO-156; FIJO-157 | CUPBOARD: wall mount, single door, adj shelves; CUPBOARD: wall mount, single door, adj shelves, lockable | 1 | ARCH-JNY | TRUE
JOCU-102 | CUPBOARD: wall mounted, single door, stock flow shelves |  |  | 1 | ARCH-JNY | FALSE
JOCU-103 | CUPBOARD: wall mounted, single door, glazed | FIJO-159 | CUPBOARD: wall mount, single door, glazed, adj shelves, lockable | 1 | ARCH-JNY | FALSE
JOCU-104 | CUPBOARD: wall mounted, single door, glazed, stock flow shelves |  |  | 1 | ARCH-JNY | FALSE
JOCU-105 | CUPBOARD: wall mounted, single door, for audio-visual equipment |  |  | 1 | ARCH-JNY | FALSE
JOCU-121 | CUPBOARD: wall mounted, double door | FIJO-143; FIJO-145 | CUPBOARD: wall mount, double door, adj shelves; CUPBOARD: wall mount, double door, adj shelves, lockable | 1 | ARCH-JNY | TRUE
JOCU-122 | CUPBOARD: wall mounted, double door, stock flow shelves |  |  | 1 | ARCH-JNY | FALSE
JOCU-123 | CUPBOARD: wall mounted, double door, glazed | FIJO-147; FIJO-148 | CUPBOARD: wall mount, double door, glazed, adj shelves; CUPBOARD: wall mount, double door, glazed, adj shelves, lockable | 1 | ARCH-JNY | FALSE
JOCU-124 | CUPBOARD: wall mounted, double door, glazed, stock flow shelves |  |  | 1 | ARCH-JNY | FALSE
JOCU-125 | CUPBOARD: wall mounted, double door, for audio-visual equipment |  |  | 1 | ARCH-JNY | TRUE
JOCU-201 | CUPBOARD: under bench, single door | FIJO-140; FIJO-141 | CUPBOARD: underbench, single door, adj shelves; CUPBOARD: underbench, single door, adj shelves, lockable | 1 | ARCH-JNY | TRUE
JOCU-202 | CUPBOARD: under bench, single door, stock flow shelves |  |  | 1 | ARCH-JNY | FALSE
JOCU-203 | CUPBOARD: under bench, single door, glazed |  |  | 1 | ARCH-JNY | FALSE
JOCU-204 | CUPBOARD: under bench, single door, glazed, stock flow shelves |  |  | 1 | ARCH-JNY | FALSE
JOCU-205 | CUPBOARD: under bench, single door, for audio-visual equipment |  |  | 1 | ARCH-JNY | FALSE
JOCU-206 | CUPBOARD: under bench, single door, no plinth |  |  | 1 | ARCH-JNY | FALSE
JOCU-211 | CUPBOARD: under bench, single door, 2 drawers, equal, wire baskets |  |  | 1 | ARCH-JNY | FALSE
JOCU-212 | CUPBOARD: under bench, single door, 3 drawers, equal, wire baskets | FIJO-110 | CUPBOARD: drawer unit, baskets, 3 x Wire+Door | 1 | ARCH-JNY | FALSE
JOCU-213 | CUPBOARD: under bench, single door, 4 drawers, equal, wire baskets |  |  | 1 | ARCH-JNY | FALSE
JOCU-216 | CUPBOARD: under bench, single door, glazed, 2 drawers, equal, wire baskets |  |  | 1 | ARCH-JNY | FALSE
JOCU-217 | CUPBOARD: under bench, single door, glazed, 3 drawers, equal, wire baskets |  |  | 1 | ARCH-JNY | FALSE
JOCU-218 | CUPBOARD: under bench, single door, glazed, 4 drawers, equal, wire baskets |  |  | 1 | ARCH-JNY | FALSE
JOCU-221 | CUPBOARD: under bench, double door | FIJO-135; FIJO-136 | CUPBOARD: underbench, double door, adj shelves; CUPBOARD: underbench, double door, adj shelves, lockable | 1 | ARCH-JNY | TRUE
JOCU-222 | CUPBOARD: under bench, double door, stock flow shelves |  |  | 1 | ARCH-JNY | FALSE
JOCU-223 | CUPBOARD: under bench, double door, glazed |  |  | 1 | ARCH-JNY | FALSE
JOCU-224 | CUPBOARD: under bench, double door, glazed, stock flow shelves |  |  | 1 | ARCH-JNY | FALSE
JOCU-225 | CUPBOARD: under bench, double door, for audio-visual equipment |  |  | 1 | ARCH-JNY | TRUE
JOCU-226 | CUPBOARD: under bench, double door, no plinth |  |  | 1 | ARCH-JNY | FALSE
JOCU-301 | CUPBOARD: low height, single door |  |  | 1 | ARCH-JNY | FALSE
JOCU-302 | CUPBOARD: low height, single door, stock flow shelves |  |  | 1 | ARCH-JNY | FALSE
JOCU-303 | CUPBOARD: low height, single door, glazed |  |  | 1 | ARCH-JNY | FALSE
JOCU-304 | CUPBOARD: low height, single door, glazed, stock flow shelves |  |  | 1 | ARCH-JNY | FALSE
JOCU-305 | CUPBOARD: low height, single door, for audio-visual equipment |  |  | 1 | ARCH-JNY | FALSE
JOCU-306 | CUPBOARD: low height, single door, no plinth |  |  | 1 | ARCH-JNY | FALSE
JOCU-321 | CUPBOARD: low height, double door |  |  | 1 | ARCH-JNY | FALSE
JOCU-322 | CUPBOARD: low height, double door, stock flow shelves |  |  | 1 | ARCH-JNY | FALSE
JOCU-323 | CUPBOARD: low height, double door, glazed |  |  | 1 | ARCH-JNY | FALSE
JOCU-324 | CUPBOARD: low height, double door, glazed, stock flow shelves |  |  | 1 | ARCH-JNY | FALSE
JOCU-325 | CUPBOARD: low height, double door, for audio-visual equipment |  |  | 1 | ARCH-JNY | FALSE
JOCU-326 | CUPBOARD: low height, double door, no plinth |  |  | 1 | ARCH-JNY | FALSE
JOCU-401 | WARDROBE: built-in, open, fixed shelves |  |  | 1 | ARCH-JNY | FALSE
JOCU-402 | WARDROBE: built-in, open, clothing rail |  |  | 1 | ARCH-JNY | FALSE
JOCU-403 | WARDROBE: built-in, open, fixed shelves, clothing rail |  |  | 1 | ARCH-JNY | FALSE
JOCU-406 | WARDROBE: built-in, open, fixed shelves, tamper proof, anti-ligature | FIJO-134; FIJO-215 | CUPBOARD: tall, shelf unit, fixed shelves, anti-ligature, 600D; CUPBOARD: tall, shelf unit, fixed shelves, anti-ligature, 500D | 1 | ARCH-JNY | TRUE
JOCU-411 | WARDROBE: built-in, single door, fixed shelves |  |  | 1 | ARCH-JNY | FALSE
JOCU-412 | WARDROBE: built-in, single door, clothing rail |  |  | 1 | ARCH-JNY | FALSE
JOCU-413 | WARDROBE: built-in, single door, fixed shelves, clothing rail | FIJO-130; FIJO-209 | CUPBOARD: tall, single door, adj shelves and clothes rail; CUPBOARD: tall, single door, adj shelves and clothes rail, recessed | 1 | ARCH-JNY | TRUE
JOCU-421 | WARDROBE: built-in, double door, fixed shelves |  |  | 1 | ARCH-JNY | FALSE
JOCU-422 | WARDROBE: built-in, double door, clothing rail |  |  | 1 | ARCH-JNY | FALSE
JOCU-423 | WARDROBE: built-in, double door, fixed shelves, clothing rail | FIJO-161 | CUPBOARD: tall, double door, adj shelves and clothes rail | 1 | ARCH-JNY | FALSE
JODW-001 | DRAWER: under bench, single | FIJO-205 | CUPBOARD: drawer unit, single drawer, lockable | 1 | ARCH-JNY | FALSE
JODW-002 | DRAWER: under bench, 2 equal drawers |  |  | 1 | ARCH-JNY | FALSE
JODW-011 | DRAWER UNIT: under bench, single drawer |  |  | 1 | ARCH-JNY | FALSE
JODW-012 | DRAWER UNIT: under bench, single drawer, slide out 1 bin | FIJO-226 | CUPBOARD: drawer unit, bin enclosure | 1 | ARCH-JNY | FALSE
JODW-013 | DRAWER UNIT: under bench, single drawer, slide out 2 bins |  |  | 1 | ARCH-JNY | FALSE
JODW-021 | DRAWER UNIT: under bench, 2 drawers, equal | FIJO-114 | CUPBOARD: drawer unit, lockable | 1 | ARCH-JNY | FALSE
JODW-022 | DRAWER UNIT: under bench, 2 drawers, equal, wire baskets |  |  | 1 | ARCH-JNY | FALSE
JODW-031 | DRAWER UNIT: under bench, 3 drawers, equal | FIJO-104 | CUPBOARD: drawer unit, 3 equal | 1 | ARCH-JNY | TRUE
JODW-032 | DRAWER UNIT: under bench, 3 drawers, equal, wire baskets | FIJO-108; FIJO-109 | CUPBOARD: drawer unit, baskets, 3 x Wire (400mm wide); CUPBOARD: drawer unit, baskets, 3 x Wire (600mm wide) | 1 | ARCH-JNY | TRUE
JODW-036 | DRAWER UNIT: under bench, 3 drawers, 2 equal and 1 large | FIJO-103 | CUPBOARD: drawer unit, 2 equal, 1 file | 1 | ARCH-JNY | FALSE
JODW-037 | DRAWER UNIT: under bench, 3 drawers, 2 equal and 1 large, wire baskets |  |  | 1 | ARCH-JNY | FALSE
JODW-041 | DRAWER UNIT: under bench, 4 drawers, equal | FIJO-106 | CUPBOARD: drawer unit, 4 equal | 1 | ARCH-JNY | TRUE
JODW-042 | DRAWER UNIT: under bench, 4 drawers, equal, wire baskets |  |  | 1 | ARCH-JNY | FALSE
JODW-046 | DRAWER UNIT: under bench, 4 drawers, 3 equal and 1 large | FIJO-105 | CUPBOARD: drawer unit, 3 equal, 1 file | 1 | ARCH-JNY | FALSE
JODW-047 | DRAWER UNIT: under bench, 4 drawers, 3 equal and 1 large, wire baskets |  |  | 1 | ARCH-JNY | FALSE
JOGE-001 | BULKHEAD: joinery | FIJO-212 | BULKHEAD: joinery | 1 | ARCH-JNY | TRUE
JOGE-011 | PANEL: fixed, infill | FIJO-224 | PANEL: joinery fixed panel | 1 | ARCH-JNY | FALSE
JOGE-101 | JOINERY UNIT: vanity, inset basin, single | FIJO-181 | JOINERY UNIT: vanity, single basin | 1 | ARCH-JNY | FALSE
JOGE-102 | JOINERY UNIT: vanity, inset basin, double |  |  | 1 | ARCH-JNY | FALSE
JOGE-103 | JOINERY UNIT: vanity, inset basin, triple |  |  | 1 | ARCH-JNY | FALSE
JOGE-111 | JOINERY UNIT: vanity, top mounted basin, single |  |  | 1 | ARCH-JNY | FALSE
JOGE-112 | JOINERY UNIT: vanity, top mounted basin, double |  |  | 1 | ARCH-JNY | FALSE
JOGE-113 | JOINERY UNIT: vanity, top mounted basin, triple |  |  | 1 | ARCH-JNY | FALSE
JOGE-121 | JOINERY UNIT: vanity, under mounted basin, single |  |  | 1 | ARCH-JNY | FALSE
JOGE-122 | JOINERY UNIT: vanity, under mounted basin, double |  |  | 1 | ARCH-JNY | FALSE
JOGE-123 | JOINERY UNIT: vanity, under mounted basin, triple |  |  | 1 | ARCH-JNY | FALSE
JOGE-131 | JOINERY UNIT: vanity, semi-recessed basin, single |  |  | 1 | ARCH-JNY | FALSE
JOGE-132 | JOINERY UNIT: vanity, semi-recessed basin, double |  |  | 1 | ARCH-JNY | FALSE
JOGE-133 | JOINERY UNIT: vanity, semi-recessed basin, triple |  |  | 1 | ARCH-JNY | FALSE
JOGE-211 | BIN ENCLOSURE: indoor, single, general waste |  |  | 1 | ARCH-FFE | FALSE
JOGE-212 | BIN ENCLOSURE: indoor, single, commingled recycling |  |  | 1 | ARCH-FFE | FALSE
JOGE-213 | BIN ENCLOSURE: indoor, single, food waste/organics |  |  | 1 | ARCH-FFE | FALSE
JOGE-221 | BIN ENCLOSURE: indoor, double, general waste and commingled recycling |  |  | 1 | ARCH-FFE | FALSE
JOGE-222 | BIN ENCLOSURE: indoor, double, general waste and paper/cardboard recycling |  |  | 1 | ARCH-FFE | FALSE
JOGE-223 | BIN ENCLOSURE: indoor, double, commingled recycling and paper/cardboard recycling |  |  | 1 | ARCH-FFE | FALSE
JOGE-231 | BIN ENCLOSURE: indoor, triple, double, general waste, commingled recycling and paper/cardboard recycling |  |  | 1 | ARCH-FFE | FALSE
JOGE-232 | BIN ENCLOSURE: indoor, triple, double, general waste, commingled recycling and food waste/organics |  |  | 1 | ARCH-FFE | FALSE
JOLK-011 | LOCKER: built-in, 1 door |  |  | 1 | ARCH-JNY | FALSE
JOLK-012 | LOCKER: built-in, 1 door, on plinth |  |  | 1 | ARCH-JNY | FALSE
JOLK-013 | LOCKER: built-in, 1 door, with shoe storage |  |  | 1 | ARCH-JNY | FALSE
JOLK-014 | LOCKER: built-in, 1 door, with bench seat |  |  | 1 | ARCH-JNY | FALSE
JOLK-015 | LOCKER: built-in, 1 door, with bench seat and shoe storage |  |  | 1 | ARCH-JNY | FALSE
JOLK-021 | LOCKER: built-in, 2 door |  |  | 1 | ARCH-JNY | FALSE
JOLK-022 | LOCKER: built-in, 2 door, on plinth |  |  | 1 | ARCH-JNY | FALSE
JOLK-023 | LOCKER: built-in, 2 door, with shoe storage |  |  | 1 | ARCH-JNY | FALSE
JOLK-024 | LOCKER: built-in, 2 door, with bench seat |  |  | 1 | ARCH-JNY | FALSE
JOLK-025 | LOCKER: built-in, 2 door, with bench seat and shoe storage |  |  | 1 | ARCH-JNY | FALSE
JOLK-031 | LOCKER: built-in, 3 door |  |  | 1 | ARCH-JNY | FALSE
JOLK-032 | LOCKER: built-in, 3 door, on plinth |  |  | 1 | ARCH-JNY | FALSE
JOLK-033 | LOCKER: built-in, 3 door, with shoe storage |  |  | 1 | ARCH-JNY | FALSE
JOLK-034 | LOCKER: built-in, 3 door, with bench seat |  |  | 1 | ARCH-JNY | FALSE
JOLK-035 | LOCKER: built-in, 3 door, with bench seat and shoe storage |  |  | 1 | ARCH-JNY | FALSE
JOLK-041 | LOCKER: built-in, 4 door |  |  | 1 | ARCH-JNY | FALSE
JOLK-042 | LOCKER: built-in, 4 door, on plinth |  |  | 1 | ARCH-JNY | FALSE
JOLK-043 | LOCKER: built-in, 4 door, with shoe storage |  |  | 1 | ARCH-JNY | FALSE
JOLK-044 | LOCKER: built-in, 4 door, with bench seat |  |  | 1 | ARCH-JNY | FALSE
JOLK-045 | LOCKER: built-in, 4 door, with bench seat and shoe storage |  |  | 1 | ARCH-JNY | FALSE
JOLK-051 | LOCKER: built-in, 5 door |  |  | 1 | ARCH-JNY | FALSE
JOLK-061 | LOCKER: built-in, 6 door |  |  | 1 | ARCH-JNY | FALSE
JORS-001 | JOINERY UNIT: reception desk | FIJO-182; FIJO-182.2; FIJO-182.3; FIJO-182.4; FIJO-185; FIJO-186; FIJO-229; FIJO-230; FIJO-177 | JOINERY UNIT: reception desk; JOINERY UNIT: reception desk; JOINERY UNIT: reception desk; JOINERY UNIT: reception desk; JOINERY UNIT: counter top and screen under, emergency reception; JOINERY UNIT: counter top and screen under, accessible, emergency reception; JOINERY UNIT: reception counter, pharmacy; JOINERY UNIT: reception counter, pharmacy, accessible; JOINERY UNIT: reception desk, high performance surfaces | 1 | ARCH-JNY | TRUE
JORS-021 | JOINERY UNIT: staff station | FIJO-178; FIJO-179 | JOINERY UNIT: staff station; JOINERY UNIT: staff station, laminate | 1 | ARCH-JNY | TRUE
JORS-051 | SECURITY GLAZING: to reception |  |  | 1 | ARCH-JNY | FALSE
JORS-052 | SECURITY GLAZING: to reception, with communication slot |  |  | 1 | ARCH-JNY | FALSE
JORS-053 | SECURITY GLAZING: to reception, with communication slot and pass through aperture |  |  | 1 | ARCH-JNY | TRUE
JORS-071 | SECURITY GLAZING: to staff station |  |  | 1 | ARCH-JNY | TRUE
JORS-072 | SECURITY GLAZING: to staff station, with communication slot |  |  | 1 | ARCH-JNY | FALSE
JORS-073 | SECURITY GLAZING: to staff station, with communication slot and pass through aperture |  |  | 1 | ARCH-JNY | FALSE
JOSH-001 | SHELF UNIT: tall, adjustable shelves | FIJO-126 | CUPBOARD: tall, shelf unit, adj shelves | 1 | ARCH-JNY | TRUE
JOSH-002 | SHELF UNIT: tall, fixed shelves |  |  | 1 | ARCH-JNY | FALSE
JOSH-003 | SHELF UNIT: tall, fixed shelves, tamper proof, anti-ligature |  |  | 1 | ARCH-JNY | FALSE
JOSH-004 | SHELF UNIT: tall, stock flow shelves | FIJO-128 | CUPBOARD: tall, shelf unit, pharmacy shelves | 1 | ARCH-JNY | FALSE
JOSH-005 | SHELF UNIT: tall, pigeonholes |  |  | 1 | ARCH-JNY | FALSE
JOSH-101 | SHELF UNIT: wall mounted, adjustable shelves | FIJO-152 | CUPBOARD: wall mount, shelf unit, adj shelves | 1 | ARCH-JNY | TRUE
JOSH-102 | SHELF UNIT: wall mounted, fixed shelves | FIJO-154 | CUPBOARD: wall mount, shelf unit, fixed shelves | 1 | ARCH-JNY | FALSE
JOSH-103 | SHELF UNIT: wall mounted, fixed shelves, tamper proof, anti-ligature |  |  | 1 | ARCH-JNY | FALSE
JOSH-104 | SHELF UNIT: wall mounted, stock flow shelves |  |  | 1 | ARCH-JNY | FALSE
JOSH-105 | SHELF UNIT: wall mounted, pigeonholes |  |  | 1 | ARCH-JNY | TRUE
JOSH-201 | SHELF UNIT: under bench, adjustable shelves | FIJO-137 | CUPBOARD: underbench, no door, adj shelves | 1 | ARCH-JNY | FALSE
JOSH-202 | SHELF UNIT: under bench, fixed shelves | FIJO-138 | CUPBOARD: underbench, no door, fixed shelves | 1 | ARCH-JNY | FALSE
JOSH-203 | SHELF UNIT: under bench, fixed shelves, tamper proof, anti-ligature |  |  | 1 | ARCH-JNY | FALSE
JOSH-204 | SHELF UNIT: under bench, stock flow shelves | FIJO-139 | CUPBOARD: underbench, shelf unit, pharmacy shelves | 1 | ARCH-JNY | FALSE
JOSH-205 | SHELF UNIT: under bench, pigeonholes | FIJO-216 | CUPBOARD: pigeon holes, under bench | 1 | ARCH-JNY | FALSE
JOSH-301 | SHELF UNIT: low height, adjustable shelves |  |  | 1 | ARCH-JNY | FALSE
JOSH-302 | SHELF UNIT: low height, fixed shelves |  |  | 1 | ARCH-JNY | FALSE
JOSH-303 | SHELF UNIT: low height, fixed shelves, tamper proof, anti-ligature |  |  | 1 | ARCH-JNY | FALSE
JOSH-304 | SHELF UNIT: low height, stock flow shelves |  |  | 1 | ARCH-JNY | FALSE
JOSH-305 | SHELF UNIT: low height, pigeonholes |  |  | 1 | ARCH-JNY | FALSE
JOSH-401 | SHELF: wall mounted, laminate | FIJO-194 | SHELF: laminate | 1 | ARCH-JNY | TRUE
JOSH-402 | SHELF: wall mounted, stainless steel | FIJO-196 | SHELF: stainless steel, overbench, wall mount | 1 | ARCH-JNY | TRUE
JOSH-403 | SHELF: wall mounted, wire |  |  | 1 | ARCH-JNY | TRUE
JOSP-001 | JOINERY UNIT: bespoke, birthing, tall, infant resuscitaire storage | FIJO-233 | CUPBOARD: tall, infant resuscitaire | 1 | ARCH-JNY | FALSE
JOSP-031 | JOINERY UNIT: bespoke, radiotherapy, tall, applicator storage | FIJO-165 | CUPBOARD: tall, applicator storage, radiotherapy | 1 | ARCH-JNY | FALSE
JOSP-032 | JOINERY UNIT: bespoke, radiotherapy, tall, horizontal patient device storage | FIJO-166 | CUPBOARD: tall, shelving, horizontal patient device storage, radiotherapy | 1 | ARCH-JNY | FALSE
JOSP-033 | JOINERY UNIT: bespoke, radiotherapy, tall, vertical patient device storage | FIJO-167 | CUPBOARD: tall, shelving, vertical patient device storage, radiotherapy | 1 | ARCH-JNY | FALSE
JOSP-041 | JOINERY UNIT: bespoke, radiotherapy, wall mounted, laser enclosure | FIJO-231 | CUPBOARD: radiotherapy, laser enclosure | 1 | ARCH-JNY | FALSE
JOSP-081 | JOINERY UNIT: bespoke, pharmacy, under bench, pass through drawer | FQSN-028 | CABINET: pass through | 1 | ARCH-JNY | FALSE
JOSP-091 | JOINERY UNIT: bespoke, endoscopy, tall, endoscope hanging | FIJO-125 | CUPBOARD: tall, endoscope hanging, with vents | 1 | ARCH-JNY | FALSE
JOSP-121 | JOINERY UNIT: bespoke, endoscopy, tall, catheter hanging | FIJO-220 | CUPBOARD: tall, double door, glazed, catheter hanging | 1 | ARCH-JNY | TRUE
JOSP-151 | JOINERY UNIT: bespoke, gymnasium, tall, equipment storage, open shelves | FIJO-225 | CUPBOARD: tall, pigeon hole shelf unit, gymnasium | 1 | ARCH-JNY | FALSE
JOSP-152 | JOINERY UNIT: bespoke, gymnasium, tall, equipment storage, enclosed | FIJO-227 | CUPBOARD: tall, double door, gym equipment storage | 1 | ARCH-JNY | FALSE

## LI
Australasian Health Facility Guidelines
ICS DATA SHEET: LIGHTING (LI)
PENDING AUSHFG REVIT MODEL UPDATE
Item Code | Item Description | ICS v1.11 Item Code(s) | ICS v1.11 Item Description(s) | Budget Group | Responsibility | In use within Standard Components | AusHFG Revit Content: Family Name | AusHFG Revit Content: Type Name
LIFX-051 | LIGHT: troffer, ceiling recessed |  |  | 1 | ENGG-EL | FALSE
LIFX-052 | LIGHT: troffer, ceiling mounted |  |  | 1 | ENGG-EL | FALSE
LIFX-061 | LIGHT: downlight, ceiling recessed | LIFX-031 | LIGHT: downlight, recessed | 1 | ENGG-EL | FALSE
LIFX-071 | LIGHT: linear, ceiling recessed |  |  | 1 | ENGG-EL | FALSE
LIFX-072 | LIGHT: linear, ceiling mounted |  |  | 1 | ENGG-EL | FALSE
LIFX-073 | LIGHT: linear, ceiling suspended |  |  | 1 | ENGG-EL | FALSE
LIFX-074 | LIGHT: linear, wall mounted |  |  | 1 | ENGG-EL | FALSE
LIFX-077 | LIGHT: linear, indirect, ceiling mounted |  |  | 1 | ENGG-EL | FALSE
LIFX-079 | LIGHT: linear, indirect, wall mounted |  |  | 1 | ENGG-EL | TRUE
LIFX-081 | LIGHT: batten, ceiling recessed |  |  | 1 | ENGG-EL | FALSE
LIFX-082 | LIGHT: batten, ceiling mounted |  |  | 1 | ENGG-EL | FALSE
LIFX-083 | LIGHT: batten, ceiling suspended |  |  | 1 | ENGG-EL | FALSE
LIFX-084 | LIGHT: batten, wall mounted |  |  | 1 | ENGG-EL | FALSE
LIFX-093 | LIGHT: pendant, ceiling suspended |  |  | 1 | ENGG-EL | FALSE
LIFX-101 | LIGHT: task, ceiling recessed | LIFX-037 | LIGHT: LED strip, ceiling mounted | 1 | ENGG-EL | FALSE
LIFX-102 | LIGHT: task, ceiling mounted |  |  | 1 | ENGG-EL | FALSE
LIFX-103 | LIGHT: task, articulated, ceiling mounted |  |  | 1 | ENGG-EL | FALSE
LIFX-104 | LIGHT: task, articulated, wall mounted |  |  | 1 | ENGG-EL | FALSE
LIFX-108 | LIGHT: task, integral to joinery | LIFX-008 | LIGHT: task light, built in | 1 | ENGG-EL | TRUE
LIFX-111 | LIGHT: examination, ceiling recessed | LIFX-032 | LIGHT: downlight, examination, ceiling mounted | 1 | ENGG-EL | TRUE
LIFX-112 | LIGHT: examination, ceiling mounted |  |  | 1 | ENGG-EL | TRUE
LIFX-113 | LIGHT: examination, articulated, ceiling mounted | LIFX-027 | LIGHT: examination, ceiling mounted | 1 | ARCH-FFE | TRUE
LIFX-114 | LIGHT: examination, articulated, wall mounted | LIFX-026 | LIGHT: examination, wall mounted | 1 | ARCH-FFE | TRUE
LIFX-122 | LIGHT: procedure, minor, articulated, ceiling mounted | LIFX-013 | LIGHT: procedure, ceiling mounted, small | 1 | ARCH-FFE | TRUE
LIFX-123 | LIGHT: procedure, minor, articulated, wall mounted |  |  | 1 | ARCH-FFE | FALSE
LIFX-124 | LIGHT: procedure, minor, articulated, pendant mounted |  |  | 1 | ARCH-FFE | FALSE
LIFX-131 | LIGHT: procedure, articulated, ceiling mounted | LIFX-014 | LIGHT: procedure, ceiling mounted | 1 | ARCH-FFE | TRUE
LIFX-132 | LIGHT: procedure, articulated, wall mounted |  |  | 1 | ARCH-FFE | FALSE
LIFX-133 | LIGHT: procedure, articulated, pendant mounted |  |  | 1 | ARCH-FFE | FALSE
LIFX-151 | LIGHT: night, wall mounted | LIFX-017 | LIGHT: night light | 1 | ENGG-EL | TRUE
LIFX-152 | LIGHT: night, joinery mounted |  |  | 1 | ENGG-EL | FALSE
LIFX-156 | LIGHT: night, wall recessed, tamper proof, anti-ligature | LIFX-001 | LIGHT: night light, tamper proof, anti ligature | 1 | ENGG-EL | TRUE
LIFX-157 | LIGHT: night, joinery recessed, tamper proof, anti-ligature |  |  | 1 | ENGG-EL | FALSE
LIFX-158 | LIGHT: night, ceiling recessed, tamper proof, anti-ligature |  |  | 1 | ENGG-EL | FALSE
LIFX-161 | LIGHT: reading, wall mounted | LIFX-011 | LIGHT: reading light | 1 | ENGG-EL | TRUE
LIFX-162 | LIGHT: reading, joinery mounted |  |  | 1 | ENGG-EL | FALSE
LIFX-163 | LIGHT: reading, ceiling mounted |  |  | 1 | ENGG-EL | FALSE
LIFX-166 | LIGHT: reading, wall recessed, tamper proof, anti-ligature | LIFX-010 | LIGHT: reading light, tamper proof | 1 | ENGG-EL | FALSE
LIFX-167 | LIGHT: reading, joinery recessed, tamper proof, anti-ligature |  |  | 1 | ENGG-EL | FALSE
LIFX-168 | LIGHT: reading, ceiling recessed, tamper proof, anti-ligature | LIFX-034 | LIGHT: reading light, tamper proof, anti ligature, ceiling recessed | 1 | ENGG-EL | TRUE
LIFX-191 | LIGHT: feature, backlit panels, wall mounted |  |  | 1 | ENGG-EL | FALSE
LIFX-192 | LIGHT: feature, backlit panels, ceiling mounted | LIFX-038 | LIGHT: backlit feature panels | 1 | ENGG-EL | FALSE
LIFX-201 | LIGHT: hazardous location, ceiling mounted | LIFX-020 | LIGHT: hazardous location light | 1 | ENGG-EL | FALSE
LIFX-202 | LIGHT: hazardous location, wall mounted |  |  | 1 | ENGG-EL | FALSE
LIFX-211 | LIGHT: illuminated sign, room in use |  |  | 1 | ENGG-EL | FALSE
LIFX-212 | LIGHT: illuminated sign, laser in use | LIFX-003 | LIGHT: illuminated sign, "Laser in Use" | 1 | ENGG-EL | TRUE
LIFX-213 | LIGHT: illuminated sign, x-ray in use | LIFX-002 | LIGHT: illuminated sign, "X-Ray in Use" | 1 | ENGG-EL | TRUE
LIFX-214 | LIGHT: illuminated sign, beam on/off | LIFX-004 | LIGHT: illuminated sign, "Beam On-Beam Off" | 1 | ENGG-EL | FALSE
LIFX-215 | LIGHT: illuminated sign, radiation warning | LIFX-005 | LIGHT: illuminated sign, radiation warning | 1 | ENGG-EL | FALSE
LIFX-221 | LIGHT: indicator, occupancy | LIFX-035 | LIGHT: occupancy light | 1 | ENGG-EL | FALSE
LIPO-002 | LAMP: floor standing | LIPO-002 | LAMP: standing | 3 | ARCH-FFE | FALSE
LIPO-003 | LAMP: table | LIPO-003 | LAMP: table | 3 | ARCH-FFE | FALSE
LIPO-011 | LIGHT: task, articulated, surface mounted | LIPO-004 | LAMP: table, fixed | 3 | ARCH-FFE | FALSE
LIPO-012 | LIGHT: task, articulated, portable | LIPO-005 | LIGHT: task light, portable | 3 | ARCH-FFE | FALSE
LIPO-021 | LIGHT: examination, articulated, mobile | LIPO-006 | LIGHT: examination, mobile | 3 | ARCH-FFE | TRUE

## ME
Australasian Health Facility Guidelines
ICS DATA SHEET: MECHANICAL SERVICES (ME)
PENDING AUSHFG REVIT MODEL UPDATE
Item Code | Item Description | ICS v1.11 Item Code(s) | ICS v1.11 Item Description(s) | Budget Group | Responsibility | In use within Standard Components | AusHFG Revit Content: Family Name | AusHFG Revit Content: Type Name
MEEX-021 | GRILLE: exhaust, ceiling mounted | MEEX-015 | EXHAUST AIR: grille | 1 | ENGG-ME | TRUE
MEEX-022 | GRILLE: exhaust, ceiling mounted, HEPA filtered | MEEX-005 | EXHAUST: HEPA filtered | 1 | ENGG-ME | FALSE
MEEX-026 | GRILLE: return air, ceiling mounted | MEEX-014 | RETURN AIR: grille | 1 | ENGG-ME | FALSE
MEEX-031 | GRILLE: exhaust, wall mounted, high level | MEEX-006 | EXHAUST: high level | 1 | ENGG-ME | FALSE
MEEX-032 | GRILLE: exhaust, wall mounted, high level, HEPA filtered |  |  | 1 | ENGG-ME | FALSE
MEEX-036 | GRILLE: return air, wall mounted, high level |  |  | 1 | ENGG-ME | FALSE
MEEX-041 | GRILLE: exhaust, wall mounted, low level | MEEX-008 | EXHAUST: low level | 1 | ENGG-ME | TRUE
MEEX-042 | GRILLE: exhaust, wall mounted, low level, HEPA filtered |  |  | 1 | ENGG-ME | FALSE
MEEX-046 | GRILLE: return air, wall mounted, low level | MEEX-016 | RETURN AIR: grille, low level | 1 | ENGG-ME | FALSE
MEEX-051 | GRILLE: exhaust, wall mounted, bench level |  |  | 1 | ENGG-ME | FALSE
MEEX-101 | FLEXIBLE ARM: exhaust, ceiling mounted |  |  | 1 | ENGG-ME | FALSE
MEEX-106 | FLEXIBLE ARM: exhaust, wall mounted | MEEX-003 | EXHAUST: flexible arm | 1 | ENGG-ME | FALSE
MEEX-121 | DIRECT CONNECTION: exhaust, fume cupboard | MEEX-004 | EXHAUST: for fume cupboard | 1 | ENGG-ME | FALSE
MEEX-122 | DIRECT CONNECTION: exhaust, downdraft | MEEX-017 | EXHAUST: downdraft, mortuary | 1 | ENGG-ME | FALSE
MEEX-126 | DIRECT CONNECTION: exhaust, rangehood | MEEX-007 | EXHAUST: hood | 1 | ENGG-ME | FALSE
MEEX-127 | DIRECT CONNECTION: exhaust, laundry, dryer | MEEX-002 | EXHAUST: dryer | 1 | ENGG-ME | FALSE
MEEX-151 | EXTRACTOR: dust, built-in, wall mounted | MEEX-010 | EXTRACTOR: dust | 1 | ENGG-ME | FALSE
MEEX-152 | EXTRACTOR: dust, built-in, ceiling mounted |  |  | 1 | ENGG-ME | FALSE
MEEX-153 | EXTRACTOR: dust, built-in, floor mounted |  |  | 1 | ENGG-ME | FALSE
MEEX-154 | EXTRACTOR: dust, built-in, joinery mounted |  |  | 1 | ENGG-ME | FALSE
MEEX-155 | EXTRACTOR: dust, built-in, bench mounted | MEEX-001 | EXHAUST: bench mounted | 1 | ENGG-ME | FALSE
MEEX-161 | EXTRACTOR: dust, mobile |  |  | 3 | ENGG-ME | FALSE
MEEX-162 | EXTRACTOR: dust, portable | MEEX-011 | EXTRACTOR: dust, vacuum | 3 | ENGG-ME | FALSE
MEGE-001 | CONTROL PANEL: HVAC | MEGE-017 | CONTROL PANEL: HVAC | 1 | ENGG-ME | TRUE
MEGE-004 | DISPLAY PANEL: HVAC |  |  | 1 | ENGG-ME | FALSE
MEGE-015 | PORT: ventilation, secure room | MEGE-015 | VENTILATION PORT | 1 | ENGG-ME | FALSE
MEGE-051 | SENSOR: temperature |  |  | 1 | ENGG-ME | FALSE
MEGE-052 | SENSOR: temperature and humidity |  |  | 1 | ENGG-ME | FALSE
MEGE-061 | SENSOR: oxygen depletion | MEGE-016 | SENSOR: oxygen depletion | 1 | ENGG-ME | TRUE
MEGE-062 | SENSOR: carbon monoxide |  |  | 1 | ENGG-ME | FALSE
MEGE-063 | SENSOR: pressure differential |  |  | 1 | ENGG-ME | FALSE
MEGE-071 | ALARM: temperature |  |  | 1 | ENGG-ME | FALSE
MEGE-072 | ALARM: temperature and humidity |  |  | 1 | ENGG-ME | FALSE
MEGE-081 | ALARM: oxygen depletion | MEGE-014 | ALARM: oxygen depletion | 1 | ENGG-ME | TRUE
MEGE-082 | ALARM: carbon monoxide | MEGE-013 | ALARM: carbon monoxide | 1 | ENGG-ME | FALSE
MEGE-083 | ALARM: pressure differential | MEGE-011 | ALARM: pressure differential | 1 | ENGG-ME | FALSE
MEGE-101 | GRILLE: transfer air, ceiling mounted |  |  | 1 | ENGG-ME | FALSE
MEGE-111 | GRILLE: transfer air, wall mounted |  |  | 1 | ENGG-ME | FALSE
MEGE-151 | FAN: indoor, ceiling mounted | MEGE-009 | FAN: ceiling | 1 | ENGG-ME | FALSE
MEGE-152 | FAN: indoor, ceiling mounted, low profile |  |  | 1 | ENGG-ME | FALSE
MEGE-156 | FAN: indoor, wall mounted |  |  | 1 | ENGG-ME | FALSE
MEGE-161 | FAN: outdoor, ceiling mounted |  |  | 1 | ENGG-ME | FALSE
MEGE-166 | FAN: outdoor, wall mounted |  |  | 1 | ENGG-ME | FALSE
MEGE-201 | PLANT: heat exchanger, supplied by mechanical chilled water | MEGE-010 | HEAT EXCHANGER: supplied by mechanical chilled water | 1 | ENGG-ME | TRUE
MESU-006 | AIR CURTAIN: external door | MEEX-018 | AIR CURTAIN: external door | 1 | ENGG-ME | FALSE
MESU-007 | AIR CURTAIN: cool room | MESU-007 | AIR CURTAIN: for fridge | 1 | ENGG-ME | FALSE
MESU-021 | GRILLE: supply air, ceiling mounted | MESU-011 | SUPPLY AIR: grille | 1 | ENGG-ME | FALSE
MESU-022 | GRILLE: supply air, ceiling mounted, HEPA filtered | MESU-013 | SUPPLY AIR: grille, HEPA filtered | 1 | ENGG-ME | FALSE
MESU-023 | GRILLE: supply air, ceiling mounted, cool room | MESU-008 | VENTILATION: grille, for cool room | 1 | ENGG-ME | FALSE
MESU-026 | DIFFUSER: supply air, ceiling mounted | MESU-010 | SUPPLY AIR: diffuser, 600 dia | 1 | ENGG-ME | FALSE
MESU-031 | GRILLE: supply air, wall mounted |  |  | 1 | ENGG-ME | FALSE
MESU-032 | GRILLE: supply air, wall mounted, HEPA filtered |  |  | 2 | ENGG-ME | FALSE
MESU-033 | GRILLE: supply air, wall mounted, cool room |  |  | 1 | ENGG-ME | FALSE

## MG
Australasian Health Facility Guidelines
ICS DATA SHEET: MEDICAL GAS SYSTEMS (MG)
PENDING AUSHFG REVIT MODEL UPDATE
Item Code | Item Description | ICS v1.11 Item Code(s) | ICS v1.11 Item Description(s) | Budget Group | Responsibility | In use within Standard Components | AusHFG Revit Content: Family Name | AusHFG Revit Content: Type Name
MGAS-001 | OUTLET: carbon dioxide (CO2), on services pendant | MGAS-004 | OUTLET: carbon dioxide (CO2), on pendant | 1 | ENGG-MG | TRUE
MGAS-002 | OUTLET: carbon dioxide (CO2), on services panel | MGAS-001 | OUTLET: carbon dioxide (CO2), on services panel | 1 | ENGG-MG | TRUE
MGAS-003 | OUTLET: carbon dioxide (CO2), wall mounted | MGAS-003 | OUTLET: carbon dioxide (CO2), wall mounted | 1 | ENGG-MG | FALSE
MGAS-004 | OUTLET: carbon dioxide (CO2), joinery mounted | MGAS-002 | OUTLET: carbon dioxide (CO2), bench mounted | 1 | ENGG-MG | FALSE
MGAS-021 | OUTLET: medical air, on services pendant | MGAS-021 | OUTLET: medical air (MA), on pendant | 1 | ENGG-MG | TRUE
MGAS-022 | OUTLET: medical air, on services panel | MGAS-022 | OUTLET: medical air (MA), on services panel | 1 | ENGG-MG | TRUE
MGAS-023 | OUTLET: medical air, wall mounted | MGAS-023 | OUTLET: medical air (MA), wall mounted | 1 | ENGG-MG | FALSE
MGAS-024 | OUTLET: medical air, joinery mounted |  |  | 1 | ENGG-MG | FALSE
MGAS-031 | OUTLET: nitrous oxide (N2O), on services pendant | MGAS-031 | OUTLET: nitrous oxide (N2O), on pendant | 1 | ENGG-MG | TRUE
MGAS-032 | OUTLET: nitrous oxide (N2O), on services panel | MGAS-032 | OUTLET: nitrous oxide (N2O), on services panel | 1 | ENGG-MG | TRUE
MGAS-033 | OUTLET: nitrous oxide (N2O), wall mounted | MGAS-033 | OUTLET: nitrous oxide (N2O), wall mounted | 1 | ENGG-MG | FALSE
MGAS-034 | OUTLET: nitrous oxide (N2O), joinery mounted |  |  | 1 | ENGG-MG | FALSE
MGAS-041 | OUTLET: oxygen (O2), on services pendant | MGAS-041 | OUTLET: oxygen (O2), on pendant | 1 | ENGG-MG | TRUE
MGAS-042 | OUTLET: oxygen (O2), on services panel | MGAS-042 | OUTLET: oxygen (O2), on services panel | 1 | ENGG-MG | TRUE
MGAS-043 | OUTLET: oxygen (O2), wall mounted | MGAS-043 | OUTLET: oxygen (O2), wall mounted | 1 | ENGG-MG | TRUE
MGAS-044 | OUTLET: oxygen (O2), joinery mounted |  |  | 1 | ENGG-MG | FALSE
MGAS-051 | OUTLET: scavenge, on services pendant | MGAS-051 | OUTLET: scavenge, on pendant | 1 | ENGG-MG | TRUE
MGAS-052 | OUTLET: scavenge, on services panel | MGAS-053 | OUTLET: scavenge, on services panel | 1 | ENGG-MG | TRUE
MGAS-053 | OUTLET: scavenge, wall mounted | MGAS-055 | OUTLET: scavenge, wall mounted | 1 | ENGG-MG | TRUE
MGAS-054 | OUTLET: scavenge, joinery mounted |  |  | 1 | ENGG-MG | FALSE
MGAS-061 | OUTLET: suction, on services pendant | MGAS-061 | OUTLET: suction, on pendant | 1 | ENGG-MG | TRUE
MGAS-062 | OUTLET: suction, on services panel | MGAS-062 | OUTLET: suction, on services panel | 1 | ENGG-MG | TRUE
MGAS-063 | OUTLET: suction, wall mounted | MGAS-063 | OUTLET: suction, wall mounted | 1 | ENGG-MG | FALSE
MGAS-064 | OUTLET: suction, joinery mounted |  |  | 1 | ENGG-MG | FALSE
MGAS-071 | OUTLET: tool air, integral control panel, on services pendant | MGAS-074 | OUTLET: tool air, on pendant | 1 | ENGG-MG | TRUE
MGAS-072 | OUTLET: tool air, integral control panel, on services panel | MGAS-073 | OUTLET: tool air, on services panel | 1 | ENGG-MG | FALSE
MGAS-073 | OUTLET: tool air, integral control panel, wall mounted | MGAS-072 | OUTLET: tool air, wall mounted | 1 | ENGG-MG | FALSE
MGAS-074 | OUTLET: tool air, integral control panel, joinery mounted | MGAS-071 | OUTLET: tool air, bench mounted | 1 | ENGG-MG | FALSE
MGAS-081 | OUTLET: tourniquet air, integral control panel, on services pendant |  |  | 1 | ENGG-MG | FALSE
MGAS-082 | OUTLET: tourniquet air, integral control panel, on services panel |  |  | 1 | ENGG-MG | FALSE
MGAS-083 | OUTLET: tourniquet air, integral control panel, wall mounted | MGAS-080 | OUTLET: tourniquet air, with controls | 1 | ENGG-MG | FALSE
MGAS-084 | OUTLET: tourniquet air, integral control panel, joinery mounted |  |  | 1 | ENGG-MG | FALSE
MGAS-092 | OUTLET: suction, dental, on services panel |  |  | 1 | ENGG-MG | FALSE
MGAS-093 | OUTLET: suction, dental, wall mounted | MGAS-092 | OUTLET: vacuum, wall mounted | 1 | ENGG-MG | FALSE
MGAS-094 | OUTLET: suction, dental, joinery mounted | MGAS-091 | OUTLET: vacuum, bench mounted | 1 | ENGG-MG | FALSE
MGAS-099 | DIRECT CONNECTION: suction, dental | MGAS-090 | OUTLET: suction, dental | 1 | ENGG-MG | TRUE
MGAS-153 | OUTLET: compressed air, wall mounted | MGAS-008 | OUTLET: compressed air, wall mounted | 1 | ENGG-MG | TRUE
MGAS-154 | OUTLET: compressed air, joinery mounted | MGAS-007 | OUTLET: compressed air, bench mounted | 1 | ENGG-MG | FALSE
MGFP-001 | ALARM: medical gases, panel, wall mounted | MGFP-001 | ALARM PANEL: medical gases | 1 | ENGG-MG | TRUE
MGFP-011 | VALVE BOX: medical gases |  |  | 1 | ENGG-MG | TRUE
MGFP-021 | FLOWMETER: medical air | MGFP-002 | FLOWMETER: medical air | 3 | ARCH-FFE | TRUE
MGFP-031 | FLOWMETER: carbon dioxide |  |  | 3 | ARCH-FFE | FALSE
MGFP-041 | FLOWMETER: oxygen | MGFP-004 | FLOWMETER: oxygen | 3 | ARCH-FFE | TRUE
MGFP-051 | ADAPTER: scavenge | MMGE-001 | ADAPTER: scavenge | 3 | ARCH-FFE | TRUE
MGFP-061 | ADAPTER: suction | MMGE-002 | ADAPTER: suction | 3 | ARCH-FFE | TRUE
MGFP-081 | BLENDER: oxygen (O2) and medical air (MA) | MMMA-018 | MIXER: oxygen and air | 3 | ARCH-FFE | TRUE
MGFP-082 | BLENDER: oxygen (O2) and nitrous oxide (N20) | MMMA-011 | MIXER: oxygen and nitrous oxide | 3 | ARCH-FFE | FALSE
MGGE-011 | CYLINDER: medical gas, C size |  |  | 3 | ARCH-FFE | FALSE
MGGE-011.01 | CYLINDER: medical gas, C size, oxygen | MMHA-033 | CYLINDER: gas, oxygen | 3 | ARCH-FFE | TRUE
MGGE-011.02 | CYLINDER: medical gas, C size, medical air |  |  | 3 | ARCH-FFE | FALSE
MGGE-011.03 | CYLINDER: medical gas, C size, carbon dioxide (CO2) |  |  | 3 | ARCH-FFE | FALSE
MGGE-011.04 | CYLINDER: medical gas, C size, nitrous oxide |  |  | 3 | ARCH-FFE | FALSE
MGGE-011.05 | CYLINDER: medical gas, C size, nitric oxide |  |  | 3 | ARCH-FFE | FALSE
MGGE-011.06 | CYLINDER: medical gas, C size, argon |  |  | 3 | ARCH-FFE | FALSE
MGGE-011.07 | CYLINDER: medical gas, C size, helium | MMOP-015 | CYLINDER: gas, argon | 3 | ARCH-FFE | FALSE
MGGE-011.08 | CYLINDER: medical gas, C size, oxygen and nitrous oxide 50/50 mix |  |  | 3 | ARCH-FFE | FALSE
MGGE-011.09 | CYLINDER: medical gas, C size, oxygen and carbon dioxide (CO2) 95/5 mix |  |  | 3 | ARCH-FFE | FALSE
MGGE-021 | CYLINDER: medical gas, D size |  |  | 3 | ARCH-FFE | FALSE
MGGE-021.01 | CYLINDER: medical gas, D size, oxygen |  |  | 3 | ARCH-FFE | FALSE
MGGE-021.02 | CYLINDER: medical gas, D size, medical air |  |  | 3 | ARCH-FFE | FALSE
MGGE-021.03 | CYLINDER: medical gas, D size, carbon dioxide (CO2) |  |  | 3 | ARCH-FFE | FALSE
MGGE-021.04 | CYLINDER: medical gas, D size, nitrous oxide |  |  | 3 | ARCH-FFE | FALSE
MGGE-021.05 | CYLINDER: medical gas, D size, nitric oxide |  |  | 3 | ARCH-FFE | FALSE
MGGE-021.06 | CYLINDER: medical gas, D size, argon |  |  | 3 | ARCH-FFE | FALSE
MGGE-021.07 | CYLINDER: medical gas, D size, helium |  |  | 3 | ARCH-FFE | FALSE
MGGE-021.08 | CYLINDER: medical gas, D size, oxygen and nitrous oxide 50/50 mix |  |  | 3 | ARCH-FFE | FALSE
MGGE-021.09 | CYLINDER: medical gas, D size, oxygen and carbon dioxide (CO2) 95/5 mix |  |  | 3 | ARCH-FFE | FALSE
MGGE-031 | CYLINDER: medical gas, E size |  |  | 3 | ARCH-FFE | FALSE
MGGE-031.01 | CYLINDER: medical gas, E size, oxygen |  |  | 3 | ARCH-FFE | FALSE
MGGE-031.02 | CYLINDER: medical gas, E size, medical air |  |  | 3 | ARCH-FFE | FALSE
MGGE-031.03 | CYLINDER: medical gas, E size, carbon dioxide (CO2) |  |  | 3 | ARCH-FFE | FALSE
MGGE-031.04 | CYLINDER: medical gas, E size, nitrous oxide |  |  | 3 | ARCH-FFE | FALSE
MGGE-031.05 | CYLINDER: medical gas, E size, nitric oxide |  |  | 3 | ARCH-FFE | FALSE
MGGE-031.06 | CYLINDER: medical gas, E size, argon |  |  | 3 | ARCH-FFE | FALSE
MGGE-031.07 | CYLINDER: medical gas, E size, helium |  |  | 3 | ARCH-FFE | FALSE
MGGE-031.08 | CYLINDER: medical gas, E size, oxygen and nitrous oxide 50/50 mix |  |  | 3 | ARCH-FFE | FALSE
MGGE-031.09 | CYLINDER: medical gas, E size, oxygen and carbon dioxide (CO2) 95/5 mix |  |  | 3 | ARCH-FFE | FALSE
MGGE-051 | CYLINDER: medical gas, G size |  |  | 3 | ARCH-FFE | FALSE
MGGE-051.01 | CYLINDER: medical gas, G size, oxygen |  |  | 3 | ARCH-FFE | FALSE
MGGE-051.02 | CYLINDER: medical gas, G size, medical air |  |  | 3 | ARCH-FFE | FALSE
MGGE-051.03 | CYLINDER: medical gas, G size, carbon dioxide (CO2) |  |  | 3 | ARCH-FFE | FALSE
MGGE-051.04 | CYLINDER: medical gas, G size, nitrous oxide |  |  | 3 | ARCH-FFE | FALSE
MGGE-051.05 | CYLINDER: medical gas, G size, nitric oxide |  |  | 3 | ARCH-FFE | FALSE
MGGE-051.06 | CYLINDER: medical gas, G size, argon |  |  | 3 | ARCH-FFE | FALSE
MGGE-051.07 | CYLINDER: medical gas, G size, helium |  |  | 3 | ARCH-FFE | FALSE
MGGE-051.08 | CYLINDER: medical gas, G size, oxygen and nitrous oxide 50/50 mix |  |  | 3 | ARCH-FFE | FALSE
MGGE-051.09 | CYLINDER: medical gas, G size, oxygen and carbon dioxide (CO2) 95/5 mix |  |  | 3 | ARCH-FFE | FALSE

## MI
Australasian Health Facility Guidelines
ICS DATA SHEET: MEDICAL IMAGING EQUIPMENT (MI)
PENDING AUSHFG REVIT MODEL UPDATE
Item Code | Item Description | ICS v1.11 Item Code(s) | ICS v1.11 Item Description(s) | Budget Group | Responsibility | In use within Standard Components | AusHFG Revit Content: Family Name | AusHFG Revit Content: Type Name
MIAN-001 | IMAGING DEVICE: angiography, single plane, floor mounted | MMMI-058 | SYSTEM: imaging, angiography single plane floor | 2 | ARCH-MME | FALSE
MIAN-002 | IMAGING DEVICE: angiography, single plane, ceiling suspended | MMMI-028 | SYSTEM: imaging, angiography single plane ceiling | 2 | ARCH-MME | FALSE
MIAN-006 | IMAGING DEVICE: angiography, dual plane, floor mounted and ceiling suspended | MMMI-075 | SYSTEM: imaging, angiography dual plane | 2 | ARCH-MME | FALSE
MIAN-009 | TABLE: patient, angiography | MMMI-024; MMMI-045; MMMI-089 | TABLE: operating, fixed, narrow, angiography single plane ceiling; TABLE: operating, fixed, narrow, angiography single plane floor; TABLE: operating, fixed, narrow table plate, angiography dual plane | 2 | ARCH-MME | FALSE
MIAN-011 | CONTROL CONSOLE: angiography, patient table mounted | MMMI-014 | CONSOLE: control, examination control console, on operating table, angiography single plane ceiling | 2 | ARCH-MME | FALSE
MIAN-012 | CONTROL CONSOLE: angiography, control room, dual display screens, keyboard and mouse, control unit, microphone and speaker, desktop | MMMI-012; MMMI-013; MMMI-027; MMMI-047; MMMI-048; MMMI-052; MMMI-053; MMMI-085; MMMI-086; MMMI-092 | COMPUTER: control, c/w display screen & keyboard, angiography single plane ceiling; CONSOLE: control, examination control console, angiography single plane ceiling; COMPUTER: c/w display screen and keyboard, angiography single plane ceiling; COMPUTER: control, c/w display & keyboard, angiography single plane floor; CONSOLE: examination control, on operating table, angiography single plane floor; COMPUTER: c/w display screen and keyboard, angiography single plane floor; CONSOLE: examination control, angiography single plane floor; COMPUTER: control, c/w display & keyboard, angiography dual plane; CONSOLE: examination control, on operating table, angiography dual plane; COMPUTER: c/w display screen and keyboard, angiography dual plane | 2 | ARCH-MME | FALSE
MIAN-016 | COMPUTER: angiography, central processing unit (CPU) | MMMI-010; MMMI-046; MMMI-077 | CABINET: computer, angiography single plane ceiling; CABINET: control, angiography single plane floor; CABINET: computer, angiography dual plane | 2 | ARCH-MME | FALSE
MIAN-019 | FOOTSWITCH: angiography, wireless | MMMI-070 | FOOTSWITCH: wireless, angiography dual plane | 2 | ARCH-MME | FALSE
MIAN-021 | SYSTEM CABINET: angiography | MMMI-011; MMMI-046; MMMI-082 | CABINET: control, angiography single plane ceiling; CABINET: control, angiography single plane floor; CABINET: control 1, angiography dual plane | 2 | ARCH-MME | FALSE
MIAN-022 | POWER SUPPLY UNIT: uninterruptable power supply (UPS), angiography | MMMI-026; MMMI-057; MMMI-090; MMMI-091 | UPS: angiography single plane ceiling; UPS: angiography single plane floor; UPS: angiography dual plane; UPS: 15kVA, angiography dual plane | 2 | ARCH-MME | FALSE
MIAN-023 | BOARD: electrical distribution (EDB), angiography | MMMI-015; MMMI-049; MMMI-087 | DISTRIBUTOR: control room, angiography single plane ceiling; DISTRIBUTOR: control room, angiography single plane floor; DISTRIBUTOR: control room, angiography dual plane | 2 | ARCH-MME | FALSE
MIAN-024 | COOLING UNIT: angiography | MMMI-025; MMMI-042 | UNIT: cooling, angiography single plane ceiling; UNIT: cooling, angiography single plane floor | 2 | ARCH-MME | FALSE
MIAN-025 | GENERATOR: angiography | MMMI-016; MMMI-043; MMMI-078 | GENERATOR: radiology, angiography single plane ceiling; GENERATOR: radiology, angiography single plane floor; GENERATOR: radiology, angiography dual plane | 2 | ARCH-MME | FALSE
MIAN-061 | DISPLAY SCREEN: angiography, ceiling mounted | MMMI-021; MMMI-055; MMMI-081 | DISPLAY SCREEN: DCS, angiography single plane ceiling; DISPLAY SCREEN: DCS, angiography single plane floor; DISPLAY SCREEN: DCS, angiography dual plane | 2 | ARCH-MME | FALSE
MIAN-062 | DISPLAY SCREEN: angiography, pendant mounted |  |  | 2 | ARCH-MME | FALSE
MIAN-066 | DISPLAY SCREEN: angiography, multi modality, ceiling mounted | MMMI-020; MMMI-054 | DISPLAY SCREEN: angiography single plane ceiling; DISPLAY SCREEN: angiography single plane floor | 2 | ARCH-MME | FALSE
MIAN-067 | DISPLAY SCREEN: angiography, multi modality, pendant mounted |  |  | 2 | ARCH-MME | FALSE
MIBD-001 | IMAGING DEVICE: bone densitometry (DEXA) | MMMI-323 | DEVICE: imaging, bone densitometer unit | 2 | ARCH-MME | FALSE
MIBD-011 | CONTROL PANEL: bone densitometry (DEXA), remote activation, wall mounted |  |  | 2 | ARCH-MME | FALSE
MIBD-012 | CONTROL CONSOLE: bone densitometry (DEXA), dual display screens, keyboard and mouse, desktop |  |  | 2 | ARCH-MME | FALSE
MIBD-016 | COMPUTER: bone densitometry (DEXA), central processing unit (CPU) |  |  | 2 | ARCH-MME | FALSE
MICC-001 | IMAGING DEVICE: catheter lab, single plane, floor mounted | MMMI-387 | SYSTEM: imaging, cath lab, single plane, ceiling | 2 | ARCH-MME | FALSE
MICC-002 | IMAGING DEVICE: catheter lab, single plane, ceiling suspended |  |  | 2 | ARCH-MME | TRUE
MICC-006 | IMAGING DEVICE: catheter lab, dual plane, floor mounted and ceiling suspended | MMMI-385 | SYSTEM: imaging, cath lab, dual plane, ceiling | 2 | ARCH-MME | FALSE
MICC-009 | TABLE: patient, catheter lab | MMMI-388; MMMI-389 | TABLE: operating, fixed, narrow, cath lab, single plane; TABLE: operating, fixed, narrow table plate, cath lab, dual plane | 2 | ARCH-MME | TRUE
MICC-011 | CONTROL CONSOLE: catheter lab, patient table mounted |  |  | 2 | ARCH-MME | FALSE
MICC-012 | CONTROL CONSOLE: catheter lab, control room, dual display screens, keyboard and mouse, control unit, microphone and speaker, desktop | MMMI-386 | CONTROL UNIT: c/w display, control box and keyboard, Cath Lab | 2 | ARCH-MME | TRUE
MICC-013 | CONTROL CONSOLE: catheter lab, control room, electrophysiology (EP), dual display screens, keyboard and mouse, control unit, microphone and speaker, desktop | MMMI-397 | COMPUTER: control, c/w dual display & keyboard, 3D mapping | 2 | ARCH-MME | TRUE
MICC-014 | CONTROL CONSOLE: catheter lab, control room, electrophysiology (EP) recording, dual display screens, keyboard and mouse, desktop | MMMI-399 | SYSTEM: electrophysiology recording, c/w display screens | 2 | ARCH-MME | TRUE
MICC-016 | COMPUTER: catheter lab, central processing unit (CPU) |  |  | 2 | ARCH-MME | TRUE
MICC-017 | COMPUTER: catheter lab, central processing unit (CPU), electrophysiology (EP) |  |  | 2 | ARCH-MME | FALSE
MICC-019 | FOOTSWITCH: catheter lab, wireless |  |  | 2 | ARCH-MME | FALSE
MICC-021 | SYSTEM CABINET: catheter lab |  |  | 2 | ARCH-MME | FALSE
MICC-022 | POWER SUPPLY UNIT: uninterruptable power supply (UPS), catheter lab |  |  | 2 | ARCH-MME | FALSE
MICC-023 | BOARD: electrical distribution (EDB), catheter lab |  |  | 2 | ARCH-MME | FALSE
MICC-024 | COOLING UNIT: catheter lab |  |  | 2 | ARCH-MME | FALSE
MICC-025 | GENERATOR: catheter lab |  |  | 2 | ARCH-MME | FALSE
MICC-041 | DEVICE: catheter lab, electrophysiology (EP), mobile | MMMI-398 | SYSTEM: electrophysiology, cath lab | 2 | ARCH-MME | TRUE
MICC-042 | DEVICE: catheter lab, electrophysiology (EP), pendant mounted |  |  | 2 | ARCH-MME | FALSE
MICC-061 | DISPLAY SCREEN: catheter lab, ceiling mounted | MMMI-392 | DISPLAY SCREEN: DCS, cath lab | 2 | ARCH-MME | FALSE
MICC-062 | DISPLAY SCREEN: catheter lab, pendant mounted |  |  | 2 | ARCH-MME | FALSE
MICC-066 | DISPLAY SCREEN: catheter lab, multi-modality, ceiling mounted | MMMI-396 | DISPLAY SCREEN: cath lab, multi modality | 2 | ARCH-MME | TRUE
MICC-067 | DISPLAY SCREEN: catheter lab, multi-modality, pendant mounted |  |  | 2 | ARCH-MME | FALSE
MICT-001 | IMAGING DEVICE: computerised tomography (CT), gantry | MMMI-099 | DEVICE: imaging, CT | 2 | ARCH-MME | TRUE
MICT-002 | IMAGING DEVICE: computerised tomography (CT), gantry, wide bore | MMMI-109 | DEVICE: imaging, CT, wide bore | 2 | ARCH-MME | FALSE
MICT-006 | TABLE: patient, computerised tomography (CT) | MMMI-105 | TABLE: patient, fixed, CT | 2 | ARCH-MME | TRUE
MICT-011 | CONTROL CONSOLE: computerised tomography (CT), dual display screens, keyboard and mouse, control unit, microphone and speaker, desktop | MMMI-097 | CONTROL UNIT: c/w display, control box and keyboard, CT | 2 | ARCH-MME | TRUE
MICT-012 | CONTROL CONSOLE: computerised tomography (CT), single display screen, control unit, mobile |  |  | 2 | ARCH-MME | FALSE
MICT-016 | COMPUTER: computerised tomography (CT), central processing unit (CPU) | MMMI-095; MMMI-096; MMMI-106 | COMPUTER: tower, ICS, CT; COMPUTER: tower, IRS, CT; COMPUTER: tower, reporting, CT | 2 | ARCH-MME | TRUE
MICT-021 | SYSTEM CABINET: computerised tomography (CT) | MMMI-103 | SYSTEM: imaging, CT | 2 | ARCH-MME | FALSE
MICT-022 | POWER SUPPLY UNIT: uninterruptable power supply (UPS), computerised tomography (CT) |  |  | 2 | ARCH-MME | FALSE
MICT-023 | BOARD: electrical distribution (EDB), computerised tomography (CT) | MMMI-093 | BOARD: distribution, mains, CT | 2 | ARCH-MME | FALSE
MICT-024 | CHILLER: computerised tomography (CT), water cooled |  |  | 2 | ARCH-MME | FALSE
MICT-041 | PHANTOM: computerised tomography (CT) |  |  | 3 | ARCH-FFE | FALSE
MICY-001 | CYCLOTRON: particle accelerator | MMMI-321 | CYCLOTRON: particle accelerator | 2 | ARCH-MME | FALSE
MICY-011 | CONTROL CONSOLE: cyclotron | MMMI-320 | CYCLOTRON: control module | 2 | ARCH-MME | FALSE
MIFL-001 | IMAGING DEVICE: fluoroscopy/screening, with patient table | MMMI-125 | SYSTEM: imaging, fluoroscopy/screening imaging unit | 2 | ARCH-MME | TRUE
MIFL-011 | CONTROL CONSOLE: fluoroscopy/screening, dual display screens, keyboard and mouse, control unit, desktop | MMMI-117 | CONSOLE: control, fluoroscopy/screening | 2 | ARCH-MME | TRUE
MIFL-012 | CONTROL CONSOLE: fluoroscopy/screening, single display screen, control unit, mobile | MMMI-116; MMMI-128 | CONSOLE: examination control, fluoroscopy/screening; CONTROL UNIT: fluoroscopy, mobile | 2 | ARCH-MME | TRUE
MIFL-016 | COMPUTER: fluoroscopy/screening, central processing unit (CPU) | MMMI-115 | COMPUTER: CPU, fluoroscopy | 2 | ARCH-MME | TRUE
MIFL-021 | SYSTEM CABINET: fluoroscopy/screening | MMMI-114 | CABINET: control, fluoroscopy/screening | 2 | ARCH-MME | FALSE
MIFL-022 | POWER SUPPLY UNIT: uninterruptable power supply (UPS), fluoroscopy/screening | MMMI-127 | UPS: for image system, fluoroscopy/screening | 2 | ARCH-MME | FALSE
MIFL-023 | BOARD: electrical distribution (EDB), fluoroscopy/screening | MMMI-119 | DISTRIBUTOR: control room, fluoroscopy/screening | 2 | ARCH-MME | TRUE
MIFL-024 | COOLING UNIT: fluoroscopy/screening | MMMI-126 | UNIT: cooling, fluoroscopy/screening | 2 | ARCH-MME | FALSE
MIFL-025 | GENERATOR: fluoroscopy/screening | MMMI-120 | GENERATOR: radiology, fluoroscopy/screening | 2 | ARCH-MME | TRUE
MIFL-041 | SHIELD: fluoroscopy/screening, radiation, skirt, table mounted |  |  | 2 | ARCH-MME | FALSE
MIFL-051 | RACK: fluoroscopy/screening, table mounted shields, mobile |  |  | 3 | ARCH-MME | TRUE
MIFL-061 | DISPLAY SCREEN: fluoroscopy/screening, ceiling mounted | MMMI-122 | DISPLAY SCREEN: for fluoroscopy/screening | 2 | ARCH-MME | FALSE
MIFL-062 | DISPLAY SCREEN: fluoroscopy/screening, pendant mounted | MMMI-118 | DISPLAY SCREEN: DCS, fluoroscopy/screening | 2 | ARCH-MME | TRUE
MIGE-001 | SHIELD: radiation, mobile | MMMI-338; MMMI-351 | LEAD SCREEN: movable; SHIELD: radiation, upper body, mobile | 3 | ARCH-FFE | FALSE
MIGE-002 | SHIELD: radiation, wall mounted |  |  | 2 | ARCH-MME | FALSE
MIGE-003 | SHIELD: radiation, ceiling mounted |  |  | 2 | ARCH-MME | FALSE
MIGE-004 | SHIELD: radiation, on ceiling track |  |  | 2 | ARCH-MME | FALSE
MIGE-005 | SHIELD: radiation, pendant mounted |  |  | 2 | ARCH-MME | TRUE
MIGE-006 | SHIELD: radiation, table mounted |  |  | 2 | ARCH-MME | FALSE
MIGE-011 | SAFE: radioactive material | MMMI-349 | SAFE: radioactive material | 2 | ARCH-FFE | FALSE
MIGE-016 | CONTAINER: radioactive material | MMMI-231 | CONTAINER: lead, PET/MRI | 2 | ARCH-FFE | FALSE
MIGE-021 | COUNTER: beta | MMMI-315 | COUNTER: beta | 3 | ARCH-FFE | FALSE
MIGE-022 | COUNTER: digital | MMMI-316 | COUNTER: digital | 3 | ARCH-FFE | FALSE
MIGE-023 | COUNTER: gamma | MMMI-317 | COUNTER: gamma | 3 | ARCH-FFE | FALSE
MIGE-024 | COUNTER: large volume well | MMMI-318 | COUNTER: large volume well | 3 | ARCH-FFE | FALSE
MIGE-026 | METER: radiation survey | MMMI-339 | METER: radiation survey | 3 | ARCH-FFE | FALSE
MIGE-041 | WARMER: contrast, benchtop | MMMI-377 | WARMER: contrast | 3 | ARCH-FFE | TRUE
MIGE-042 | WARMER: contrast, MRI compatible, benchtop |  |  | 3 | ARCH-FFE | FALSE
MIGE-046 | CONTROL CONSOLE: contrast injector, touch screen | MMMI-369 | DISPLAY SCREEN: contrast injector | 2 | ARCH-MME | TRUE
MIGE-047 | CONTROL CONSOLE: contrast injector, touch screen, MRI compatible |  |  | 2 | ARCH-MME | FALSE
MIGE-051 | INJECTOR: contrast, pedestal | MMMI-100 | INJECTOR: contrast, CT | 2 | ARCH-MME | TRUE
MIGE-052 | INJECTOR: contrast, MRI compatible, pedestal | MMMI-183 | INJECTOR: contrast, MRI | 2 | ARCH-MME | TRUE
MIGE-053 | INJECTOR: contrast, ceiling mounted | MMMI-107 | INJECTOR: contrast, CT, ceiling mounted | 2 | ARCH-MME | TRUE
MIGE-054 | INJECTOR: contrast, MRI compatible, ceiling mounted |  |  | 2 | ARCH-MME | FALSE
MIGE-055 | INJECTOR: contrast, table mounted | MMMI-108 | INJECTOR: contrast, table mounted | 2 | ARCH-MME | TRUE
MIGE-056 | INJECTOR: contrast, MRI compatible, table mounted |  |  | 2 | ARCH-MME | FALSE
MIGE-057 | INJECTOR: contrast, pendant mounted |  |  | 2 | ARCH-MME | FALSE
MIGE-071 | INJECTOR: radioisotope, automatic, mobile | MMMI-218 | LASER: positioning lights, PET/CT | 2 | ARCH-MME | FALSE
MIGE-076 | ACCESS PANEL: penetration, uptake room, pass-through for radioisotope injector | MMMI-219 | PASS THROUGH: injection port | 1 | INDES | FALSE
MIMM-001 | IMAGING DEVICE: mammography | MMMI-159 | DEVICE: imaging, mammography | 2 | ARCH-MME | TRUE
MIMM-002 | IMAGING DEVICE: mammography, biopsy, prone, with integrated table |  |  | 2 | ARCH-MME | FALSE
MIMM-011 | CONTROL CONSOLE: mammography, single display screen, keyboard and mouse, control unit | MMMI-162 | CONSOLE: control, mammography | 2 | ARCH-MME | TRUE
MIMM-016 | COMPUTER: mammography, central processing unit (CPU) |  |  | 2 | ARCH-MME | FALSE
MIMM-041 | PHANTOM: mammography |  |  | 3 | ARCH-FFE | FALSE
MIMM-046 | RACK: mammography paddles, wall mounted |  |  | 2 | ARCH-MME | TRUE
MIMM-061 | DEVICE: mammography, vacuum biopsy |  |  | 3 | ARCH-MME | FALSE
MIMM-062 | DEVICE: mammography, vacuum biopsy guidance system |  |  | 3 | ARCH-MME | FALSE
MIMM-066 | DEVICE: mammography, specimen x-ray, benchtop |  |  | 3 | ARCH-MME | FALSE
MIMM-067 | DEVICE: mammography, specimen x-ray, mobile |  |  | 3 | ARCH-MME | FALSE
MIMO-001 | IMAGING DEVICE: c-arm/image intensifier, mobile | MMMI-354; MMMI-355 | FLUOROSCOPY IMAGING UNIT: mobile, C-Arm; FLUOROSCOPY IMAGING UNIT: mobile, Image Intensifier | 3 | ARCH-MME | FALSE
MIMO-002 | CONTROL CONSOLE: c-arm/image intensifier, mobile |  |  | 3 | ARCH-MME | FALSE
MIMO-011 | IMAGING DEVICE: general x-ray, mobile | MMMI-330 | DEVICE: imaging, X-Ray machine, mobile | 3 | ARCH-MME | FALSE
MIMO-021 | IMAGING DEVICE: CT, mobile |  |  | 3 | ARCH-MME | FALSE
MIMR-001 | IMAGING DEVICE: MRI, gantry | MMMI-180 | DEVICE: imaging, magnet, MRI | 2 | ARCH-MME | TRUE
MIMR-001.01 | IMAGING DEVICE: MRI, gantry, 1.5T |  |  | 2 | ARCH-MME | FALSE
MIMR-001.02 | IMAGING DEVICE: MRI, gantry, 3T |  |  | 2 | ARCH-MME | FALSE
MIMR-002 | IMAGING DEVICE: MRI, gantry, low tesla |  |  | 2 | ARCH-MME | FALSE
MIMR-002.01 | IMAGING DEVICE: MRI, gantry, low tesla, closed |  |  | 2 | ARCH-MME | FALSE
MIMR-002.02 | IMAGING DEVICE: MRI, gantry, low tesla, open |  |  | 2 | ARCH-MME | FALSE
MIMR-005 | CART: coil storage, MRI | MMMI-177 | CART: coil storage, MRI | 2 | ARCH-MME | FALSE
MIMR-006 | TABLE: patient, MRI | MMMI-191 | TABLE: patient, MRI | 2 | ARCH-MME | TRUE
MIMR-011 | CONTROL CONSOLE: MRI, dual display screens, keyboard and mouse, control unit, microphone and speaker, desktop | MMMI-202 | CONSOLE: control, MRI | 2 | ARCH-MME | TRUE
MIMR-016 | COMPUTER: MRI, central processing unit (CPU) | MMMI-193; MMMI-194 | COMPUTER: tower, acquisition, MRI; COMPUTER: tower, reporting, MRI | 2 | ARCH-MME | TRUE
MIMR-021 | SYSTEM CABINET: MRI | MMMI-189 | SYSTEM: imaging, MRI | 2 | ARCH-MME | FALSE
MIMR-022 | POWER SUPPLY UNIT: uninterruptable power supply (UPS), MRI |  |  | 2 | ARCH-MME | FALSE
MIMR-023 | BOARD: electrical distribution (EDB), MRI | MMMI-170 | BOARD: distribution, mains, MRI | 2 | ARCH-MME | FALSE
MIMR-031 | BUTTON: emergency stop, MRI | MMMI-172 | BUTTON: stop, MRI magnet | 1 | ARCH-MME | FALSE
MIMR-032 | BUTTON: quench, MRI | MMMI-197 | BUTTON: quench, MRI | 1 | ARCH-MME | TRUE
MIMR-036 | PIPE: quench, MRI | MMMI-185 | PIPE: quench, MRI | 1 | ARCH-MME | TRUE
MIMR-041 | TROLLEY: patient, transport, MRI compatible | MMMI-200 | TROLLEY: patient, transport, MRI Safe | 3 | ARCH-FFE | TRUE
MIMR-046 | MACHINE: anaesthetic, MRI compatible | MMMI-198 | MACHINE: anaesthetic, MRI Safe | 3 | ARCH-FFE | TRUE
MIMR-101 | CABIN: radio frequency shielding, faraday cage, MRI | MMMI-175 | CABIN: radio frequency, faraday cage, MRI | 1 | INDES | TRUE
MIMR-111 | ACCESS PANEL: penetration, MRI | MMMI-201 | PANEL: penetration, MRI | 1 | INDES | FALSE
MIMR-112 | ACCESS PANEL: penetration, waveguide port, MRI | MMMI-199 | PANEL: waveguide, MRI | 1 | INDES | TRUE
MIMR-121 | BARRIER: MRI, retractable belt, wall mounted |  |  | 1 | DOOR | TRUE
MIOC-001 | IMAGING DEVICE: orthopantomogram (OPG) | MMMI-324 | DEVICE: imaging, dental imaging unit (OPG/CEPH/CONE BEAM CT) | 2 | ARCH-MME | TRUE
MIOC-011 | CONTROL PANEL: orthopantomogram (OPG), remote activation |  |  | 2 | ARCH-MME | TRUE
MIOC-012 | CONTROL CONSOLE: orthopantomogram (OPG), single display screen, keyboard and mouse, control unit, desktop |  |  | 2 | ARCH-MME | FALSE
MIOC-051 | IMAGING DEVICE: cone beam computed tomography (CBCT) |  |  | 2 | ARCH-MME | FALSE
MIOC-061 | CONTROL PANEL: cone beam computed tomography (CBCT), remote activation |  |  | 2 | ARCH-MME | FALSE
MIOC-062 | CONTROL CONSOLE: cone beam computed tomography (CBCT), single display screen, keyboard and mouse, control unit, desktop |  |  | 2 | ARCH-MME | FALSE
MIPT-001 | IMAGING DEVICE: PET-CT | MMMI-207 | DEVICE: imaging, PET/CT | 2 | ARCH-MME | FALSE
MIPT-006 | TABLE: patient, PET-CT | MMMI-217 | TABLE: patient, fixed, PET/CT | 2 | ARCH-MME | FALSE
MIPT-008 | TABLE TOP: patient, PET-CT |  |  | 2 | ARCH-MME | FALSE
MIPT-009 | TABLE TOP: patient, PET-CT, radiation therapy planning, flat pallet |  |  | 2 | ARCH-MME | FALSE
MIPT-011 | CONTROL CONSOLE: PET-CT, dual display screens, keyboard and mouse, control unit, microphone and speaker, desktop | MMMI-206 | CONTROL UNIT: c/w display, control box and keyboard, PET/CT | 2 | ARCH-MME | FALSE
MIPT-016 | COMPUTER: PET-CT, central processing unit (CPU) | MMMI-215; MMMI-216 | COMPUTER: tower, ICS, PET/CT; COMPUTER: tower, IRS, PET/CT | 2 | ARCH-MME | FALSE
MIPT-021 | SYSTEM CABINET: PET-CT | MMMI-213 | SYSTEM: imaging, PET/CT | 2 | ARCH-MME | FALSE
MIPT-022 | POWER SUPPLY UNIT: uninterruptable power supply (UPS), PET-CT | MMMI-204 | CABINET: PDC, including UPS, PET/CT | 2 | ARCH-MME | FALSE
MIPT-023 | BOARD: electrical distribution (EDB), PET-CT | MMMI-214 | BOARD: distribution, mains, PET/CT | 2 | ARCH-MME | FALSE
MIPT-041 | PHANTOM: PET-CT | MMMI-209 | PHANTOM: PET/CT | 3 | ARCH-FFE | FALSE
MIPT-051 | IMAGING DEVICE: PET-MRI | MMMI-232 | DEVICE: imaging, magnet, PET/MRI | 2 | ARCH-MME | FALSE
MIPT-055 | CART: coil storage, PET-MRI | MMMI-250 | CART: coil storage, PET/MRI | 2 | ARCH-MME | FALSE
MIPT-056 | TABLE: patient, PET-MRI | MMMI-254 | TABLE: patient, fixed, PET/MRI | 2 | ARCH-MME | FALSE
MIPT-058 | TABLE TOP: patient, PET-MRI |  |  | 2 | ARCH-MME | FALSE
MIPT-059 | TABLE TOP: patient, PET-MRI, radiation therapy planning, flat pallet |  |  | 2 | ARCH-MME | FALSE
MIPT-061 | CONTROL CONSOLE: PET-MRI, dual display screens, keyboard and mouse, control unit, microphone and speaker, desktop | MMMI-206 | CONTROL UNIT: c/w display, control box and keyboard, PET/CT | 2 | ARCH-MME | FALSE
MIPT-066 | COMPUTER: PET-MRI, central processing unit (CPU) | MMMI-229; MMMI-230 | COMPUTER: tower, acquisition, PET/MRI; COMPUTER: tower, reporting, PET/MRI | 2 | ARCH-MME | FALSE
MIPT-071 | SYSTEM CABINET: PET-MRI | MMMI-213 | SYSTEM: imaging, PET/CT | 2 | ARCH-MME | FALSE
MIPT-072 | POWER SUPPLY UNIT: uninterruptable power supply (UPS), PET-MRI | MMMI-204 | CABINET: PDC, including UPS, PET/CT | 2 | ARCH-MME | FALSE
MIPT-073 | BOARD: electrical distribution (EDB), PET-MRI | MMMI-251 | BOARD: distribution, mains, PET/MRI | 2 | ARCH-MME | FALSE
MIPT-081 | BUTTON: emergency stop, PET-MRI | MMMI-227 | BUTTON: stop, PET/MRI magnet | 1 | ARCH-MME | FALSE
MIPT-082 | BUTTON: quench, PET-MRI |  |  | 1 | ARCH-MME | FALSE
MIPT-086 | PIPE: quench, PET-MRI | MMMI-236 | PIPE: quench, PET/MRI | 1 | ARCH-MME | FALSE
MIPT-091 | PHANTOM: PET-MRI |  |  | 3 | ARCH-FFE | FALSE
MISP-001 | IMAGING DEVICE: SPECT-CT | MMMI-262 | DEVICE: nuclear medicine, SPECT/CT | 2 | ARCH-MME | FALSE
MISP-006 | TABLE: patient, SPECT-CT | MMMI-267 | TABLE: patient handling system, pivot, SPECT/CT | 2 | ARCH-MME | FALSE
MISP-009 | CART: collimator, SPECT-CT | MMMI-264 | CART: collimator, SPECT/CT | 2 | ARCH-MME | FALSE
MISP-011 | CONTROL CONSOLE: SPECT-CT, dual display screens, keyboard and mouse, control unit, microphone and speaker, desktop | MMMI-274 | CONSOLE: control, SPECT/CT | 2 | ARCH-MME | FALSE
MISP-016 | COMPUTER: SPECT-CT, central processing unit (CPU) | MMMI-269; MMMI-270 | COMPUTER: tower, acquisition, SPECT/CT; COMPUTER: tower, reporting, SPECT/CT | 2 | ARCH-MME | FALSE
MISP-021 | SYSTEM CABINET: SPECT-CT |  |  | 2 | ARCH-MME | FALSE
MISP-022 | POWER SUPPLY UNIT: uninterruptable power supply (UPS), SPECT-CT |  |  | 2 | ARCH-MME | FALSE
MISP-023 | BOARD: electrical distribution (EDB), SPECT-CT | MMMI-265 | BOARD: distribution, mains, SPECT/CT | 2 | ARCH-MME | FALSE
MISP-024 | COOLING UNIT: SPECT-CT |  |  | 2 | ARCH-MME | FALSE
MISP-041 | PHANTOM: SPECT-CT | MMMI-273 | PHANTOM: SPECT/CT | 3 | ARCH-FFE | FALSE
MISP-051 | IMAGING DEVICE: gamma camera | MMMI-140; MMMI-138 | SYSTEM: nuclear medicine, gamma camera imaging unit; DEVICE: imaging, gamma camera | 2 | ARCH-MME | FALSE
MISP-056 | TABLE: patient, gamma camera | MMMI-142 | TABLE: patient handling system, pivot, gamma camera | 2 | ARCH-MME | FALSE
MISP-059 | CART: collimator, gamma camera | MMMI-143 | CART: collimator, gamma camera | 2 | ARCH-MME | FALSE
MISP-061 | CONTROL CONSOLE: gamma camera, dual display screens, keyboard and mouse, control unit, microphone and speaker, desktop |  |  | 2 | ARCH-MME | FALSE
MISP-066 | COMPUTER: gamma camera, central processing unit (CPU) | MMMI-136; MMMI-137 | COMPUTER: tower, acquisition, gamma camera; COMPUTER: tower, reporting, gamma camera | 2 | ARCH-MME | FALSE
MISP-071 | SYSTEM CABINET: gamma camera |  |  | 2 | ARCH-MME | FALSE
MISP-072 | POWER SUPPLY UNIT: uninterruptable power supply (UPS), gamma camera |  |  | 2 | ARCH-MME | FALSE
MISP-073 | BOARD: electrical distribution (EDB), gamma camera | MMMI-144 | BOARD: distribution, mains, gamma camera | 2 | ARCH-MME | FALSE
MISP-074 | COOLING UNIT: gamma camera |  |  | 2 | ARCH-MME | FALSE
MISP-091 | PHANTOM: gamma camera |  |  | 3 | ARCH-FFE | FALSE
MIUS-001 | IMAGING DEVICE: ultrasound | MMMI-329 | DEVICE: imaging, ultrasound scanning unit | 2 | ARCH-MME | TRUE
MIUS-002 | IMAGING DEVICE: ultrasound, point of care, portable |  |  | 3 | ARCH-FFE | FALSE
MIUS-003 | IMAGING DEVICE: ultrasound, bladder scanner | MMMI-353 | DEVICE: imaging, ultrasound, bladder scanner | 3 | ARCH-FFE | FALSE
MIUS-011 | RACK: ultrasound probes, wall mounted | FIHR-055 | RACK: scanhead | 2 | ARCH-FFE | TRUE
MIUS-021 | DEVICE: warmer, ultrasound gel, benchtop | MMMI-376 | WARMER: gel | 3 | ARCH-FFE | TRUE
MIUS-051 | IMAGING DEVICE: echocardiography | MMMI-325 | DEVICE: imaging, echocardiography machine | 2 | ARCH-MME | TRUE
MIXR-001 | IMAGING DEVICE: general x-ray, tube head, ceiling suspended | MMMI-289 | STAND: ceiling, with traverse bridge, general X-Ray | 2 | ARCH-MME | TRUE
MIXR-002 | IMAGING DEVICE: general x-ray, tube head, floor mounted |  |  | 2 | ARCH-MME | FALSE
MIXR-005 | IMAGING DEVICE: general x-ray, wall bucky, fixed | MMMI-283 | BUCKY: wall, general X-Ray | 2 | ARCH-MME | TRUE
MIXR-006 | IMAGING DEVICE: general x-ray, wall bucky, on track |  |  | 2 | ARCH-MME | FALSE
MIXR-007 | IMAGING DEVICE: general x-ray, table bucky, fixed |  |  | 2 | ARCH-MME | FALSE
MIXR-009 | TABLE: patient, general x-ray | MMMI-294; MMMI-293 | TABLE: static, general X-Ray; TABLE: floating top, general X-Ray | 2 | ARCH-MME | TRUE
MIXR-011 | CONTROL PANEL: general x-ray, remote activation | MMMI-288 | REMOTE-CONTROL: Wireless, general X-Ray | 2 | ARCH-MME | FALSE
MIXR-012 | CONTROL CONSOLE: general x-ray, dual display screens, keyboard and mouse, control unit, desktop | MMMI-285 | CONSOLE: control, general X-Ray | 2 | ARCH-MME | TRUE
MIXR-016 | COMPUTER: general x-ray, central processing unit (CPU) |  |  | 2 | ARCH-MME | TRUE
MIXR-021 | SYSTEM CABINET: general x-ray | MMMI-292 | SYSTEM: imaging, X-Ray unit, general purpose | 2 | ARCH-MME | FALSE
MIXR-022 | POWER SUPPLY UNIT: uninterruptable power supply (UPS), general x-ray |  |  | 2 | ARCH-MME | FALSE
MIXR-023 | BOARD: electrical distribution (EDB), general x-ray |  |  | 2 | ARCH-MME | TRUE
MIXR-025 | GENERATOR: general x-ray, floor standing | MMMI-287 | GENERATOR: cabinet, general X-Ray | 2 | ARCH-MME | TRUE
MIXR-026 | GENERATOR: general x-ray, wall mounted |  |  | 2 | ARCH-MME | TRUE
MIXR-031 | DEVICE: general x-ray, detector |  |  | 2 | ARCH-MME | FALSE
MIXR-032 | BRACKET: general x-ray, detector, wall mounted |  |  | 2 | ARCH-MME | FALSE
MIXR-033 | HOLDER: general x-ray, detector, floor standing |  |  | 3 | ARCH-FFE | TRUE
MIXR-034 | CHARGER: general x-ray, detector, battery, desktop | MMMI-284 | CHARGER: detector battery, general X-Ray | 2 | ARCH-MME | TRUE
MIXR-035 | CHARGER: general x-ray, detector, battery, wall mounted |  |  | 2 | ARCH-MME | FALSE
MIXR-041 | STAND: general x-ray, image stitching, lead ruler, mobile | MMMI-295 | SCREEN: imaging stitching barrier | 2 | ARCH-MME | TRUE

## MM
Australasian Health Facility Guidelines
ICS DATA SHEET: MEDICAL AND LABORATORY EQUIPMENT (MM)
PENDING AUSHFG REVIT MODEL UPDATE
Item Code | Item Description | ICS v1.11 Item Code(s) | ICS v1.11 Item Description(s) | Budget Group | Responsibility | In use within Standard Components | AusHFG Revit Content: Family Name | AusHFG Revit Content: Type Name
MMAH-011 | DEVICE: continuous passive motion (CPM), lower limb | MMAH-011 | DEVICE: continuous passive motion (CPM) | 3 | ARCH-FFE | FALSE
MMAH-012 | DEVICE: continuous passive motion (CPM), upper limb | MMAH-012 | DEVICE: continuous passive motion (CPM), hand and fingers | 3 | ARCH-FFE | FALSE
MMAH-051 | EXERCISE MACHINE: stationary bicycle | MMAH-002 | BICYCLE: exercise | 3 | ARCH-FFE | FALSE
MMAH-052 | EXERCISE MACHINE: stationary bicycle, recumbent | MMAH-003 | BICYCLE: exercise, recumbent | 3 | ARCH-FFE | FALSE
MMAH-053 | EXERCISE MACHINE: stationary bicycle, bariatric |  |  | 3 | ARCH-FFE | FALSE
MMAH-061 | EXERCISE MACHINE: rowing | MMAH-019 | MACHINE: rowing | 3 | ARCH-FFE | FALSE
MMAH-066 | EXERCISE MACHINE: stepping | MMAH-020 | MACHINE: stepping | 3 | ARCH-FFE | FALSE
MMAH-071 | EXERCISE MACHINE: treadmill | MMAH-027 | TREADMILL: automatic | 3 | ARCH-FFE | TRUE
MMAH-076 | EXERCISE MACHINE: ergometer, upper body | MMAH-016 | ERGOMETER: arm | 3 | ARCH-FFE | FALSE
MMAH-101 | PARALLEL BARS: height adjustable, manual | MMAH-001 | BARS: parallel | 3 | ARCH-FFE | FALSE
MMAH-106 | PARALLEL BARS: height adjustable, electric | MMAH-041 | BARS: parallel, electric, bariatric | 2 | ARCH-FFE | FALSE
MMAH-111 | STEPS: rehabilitation, straight, single sided | MMAH-024 | STAIRS: exercise, straight | 3 | ARCH-FFE | FALSE
MMAH-112 | STEPS: rehabilitation, straight, double sided |  |  | 3 | ARCH-FFE | FALSE
MMAH-116 | STEPS: rehabilitation, corner | MMAH-044 | STAIRS: exercise, 90 degree | 3 | ARCH-FFE | FALSE
MMAH-141 | WEIGHTS: ankle/wrist set | MMAH-029 | WEIGHTS: ankle/wrist | 3 | ARCH-FFE | FALSE
MMAH-146 | WEIGHTS: dumbbell set, with rack, floor standing | FIHR-061 | RACK: weights | 3 | ARCH-FFE | FALSE
MMAH-147 | WEIGHTS: dumbbell set, with rack, wall mounted |  |  | 1 | ARCH-FFE | FALSE
MMAH-151 | WEIGHTS: barbell set, with rack, floor standing |  |  | 3 | ARCH-FFE | FALSE
MMAH-152 | WEIGHTS: barbell set, with rack, wall mounted |  |  | 1 | ARCH-FFE | FALSE
MMAH-156 | WEIGHTS: barbell and dumbbell set, with rack, floor standing | MMAH-030 | WEIGHTS: barbell/dumbbell set | 3 | ARCH-FFE | FALSE
MMAH-157 | WEIGHTS: barbell and dumbbell set, with rack, wall mounted |  |  | 3 | ARCH-FFE | FALSE
MMAH-161 | WEIGHTS: pulley, wall mounted | MMAH-031 | WEIGHTS: pulley, wall mount | 2 | ARCH-FFE | FALSE
MMAH-162 | WEIGHTS: pulley, floor mounted | MMAH-040 | MACHINE: weights pully | 2 | ARCH-FFE | FALSE
MMAH-171 | PLINTH: treatment, electric | MMAH-038 | PLINTH: single, electric | 3 | ARCH-FFE | FALSE
MMAH-176 | PLINTH: treatment, electric, wide | MMAH-033; MMAH-037 | PLINTH: double width; PLINTH: double, electric | 3 | ARCH-FFE | FALSE
MMAH-181 | PLATFORM: gait analysis observation | MMAH-034 | PLATFORM: gait analysis observation | 3 | ARCH-FFE | FALSE
MMAH-191 | LIFTER: patient, standing transfer aid |  |  | 3 | ARCH-FFE | FALSE
MMAH-196 | BENCH SEAT: freestanding, patient transfer aid |  |  | 3 | ARCH-FFE | FALSE
MMAH-201 | BOOTH: audiometric, integrated system | MMAH-005 | BOOTH: audiometric | 1 | ARCH-FFE | FALSE
MMAH-207 | SPEAKER: audiology, wall mounted | ITAV-061 | SPEAKER: audiology | 1 | ARCH-FFE | FALSE
MMAH-208 | SPEAKER: audiology, floor standing |  |  | 1 | ARCH-FFE | FALSE
MMAH-211 | CONTROL CONSOLE: audiology, audiometric booth | MMAH-036 | CONSOLE: control, audiometric booth | 3 | ARCH-FFE | FALSE
MMAH-216 | DEVICE: audiology, tympanometer | MMAH-042 | DEVICE: tympanometer | 3 | ARCH-FFE | FALSE
MMAH-217 | DEVICE: audiology, visual reinforcement audiometry | MMAH-043 | DEVICE: visual reinforcement audiometry | 3 | ARCH-FFE | FALSE
MMAH-251 | DEVICE: podiatry, drill | MMAH-015 | DRILL: podiatry | 3 | ARCH-FFE | FALSE
MMAH-261 | TABLE: hand therapy, adjustable height | FQTA-084 | TABLE: adjustable height, hand therapy | 3 | ARCH-FFE | FALSE
MMAH-271 | DEVICE: hand therapy, pan, splint moulding, water bath | MMAH-021 | PAN: splint, molding | 3 | ARCH-FFE | FALSE
MMAH-301 | POOL COVER: auto-operated, hydrotherapy | MMAH-032 | BLANKET: pool, auto-operated | 1 | ARCH-FFE | FALSE
MMAH-311 | LIFTER: patient, pool transfer, hydrotherapy | MMAH-017 | HOIST: pool, hydraulic | 1 | ARCH-FFE | FALSE
MMBE-031 | SLIDE: patient transfer |  |  | 3 | ARCH-FFE | TRUE
MMBE-036 | HOVER MAT: patient transfer |  |  | 3 | ARCH-FFE | FALSE
MMBE-081 | WHEELCHAIR: patient | MMBE-045 | WHEELCHAIR | 3 | ARCH-FFE | TRUE
MMBE-082 | WHEELCHAIR: patient, bariatric | MMBE-050 | WHEELCHAIR: bariatric | 3 | ARCH-FFE | TRUE
MMBE-086 | CHAIR: patient |  |  | 3 | ARCH-FFE | TRUE
MMBE-091 | CHAIR: patient, recliner, clinical, electric | MMGE-023 | CHAIR: recliner, clinical, electric | 3 | ARCH-FFE | TRUE
MMBE-092 | CHAIR: patient, recliner, clinical, electric, bariatric |  |  | 3 | ARCH-FFE | FALSE
MMBE-094 | CHAIR: patient, recliner, clinical, phlebotomy, electric |  |  | 3 | ARCH-FFE | FALSE
MMBE-101 | BED: patient, electric, with mattress |  |  | 3 | ARCH-FFE | TRUE
MMBE-102 | BED: patient, electric, with mattress, bariatric |  |  | 3 | ARCH-FFE | TRUE
MMBE-103 | BED: patient, electric, with mattress, paediatric |  |  | 3 | ARCH-FFE | FALSE
MMBE-111 | BED: patient, electric, with mattress, emergency |  |  | 3 | ARCH-FFE | TRUE
MMBE-116 | BED: patient, electric, with mattress, intensive care |  |  | 3 | ARCH-FFE | TRUE
MMBE-117 | BED: patient, electric, with mattress, intensive care, bariatric |  |  | 3 | ARCH-FFE | FALSE
MMBE-121 | BED: patient, electric, with mattress, holding/recovery |  |  | 3 | ARCH-FFE | FALSE
MMBE-126 | BED: patient, electric, with mattress, birthing |  |  | 3 | ARCH-FFE | FALSE
MMBE-131 | BED: patient, electric, with mattress, aged care |  |  | 3 | ARCH-FFE | FALSE
MMBE-141 | BED: patient, electric, with mattress, mental health |  |  | 3 | ARCH-FFE | TRUE
MMBE-146 | BED: patient, fixed, with mattress, mental health |  |  | 3 | ARCH-FFE | FALSE
MMBE-151 | TROLLEY: patient, transport |  |  | 3 | ARCH-FFE | TRUE
MMBE-156 | TROLLEY: patient, examination |  |  | 3 | ARCH-FFE | TRUE
MMBE-157 | TROLLEY: patient, examination, echocardiography |  |  | 3 | ARCH-FFE | TRUE
MMBE-161 | TROLLEY: patient, shower, hydraulic | FQSM-033 | TROLLEY: shower | 3 | ARCH-FFE | FALSE
MMBE-162 | TROLLEY: patient, shower, electric |  |  | 3 | ARCH-FFE | FALSE
MMBE-171 | COUCH: examination, electric |  |  | 3 | ARCH-FFE | TRUE
MMBE-172 | COUCH: examination, electric, bariatric |  |  | 3 | ARCH-FFE | TRUE
MMBE-176 | CHAIR: examination, electric |  |  | 3 | ARCH-FFE | TRUE
MMBE-177 | CHAIR: examination, electric, bariatric |  |  | 3 | ARCH-FFE | FALSE
MMBE-181 | MATTRESS: patient |  |  | 3 | ARCH-FFE | FALSE
MMBE-182 | MATTRESS: patient, bariatric |  |  | 3 | ARCH-FFE | FALSE
MMBE-184 | MATTRESS: patient, tamper proof, anti-ligature, with sealed seams |  |  | 3 | ARCH-FFE | TRUE
MMBE-186 | MATTRESS: patient, pressure relieving | MMGE-052 | MATTRESS: pressure relieving | 3 | ARCH-FFE | FALSE
MMBE-187 | MATTRESS: patient, pressure relieving, bariatric |  |  | 3 | ARCH-FFE | FALSE
MMBE-191 | MOVER: bed, electric |  |  | 3 | ARCH-FFE | FALSE
MMBE-192 | MOVER: bed, electric, bariatric |  |  | 3 | ARCH-FFE | FALSE
MMBE-200 | TRANSFER AID: patient lifter, mobile |  |  | 3 | ARCH-FFE | FALSE
MMBE-201 | TRANSFER AID: patient lifter, mobile, bariatric |  |  | 3 | ARCH-FFE | FALSE
MMBE-206 | TRANSFER AID: patient lifter, supine, mobile | MMGE-046 | JORDAN FRAME: | 3 | ARCH-FFE | FALSE
MMBE-207 | TRANSFER AID: patient lifter, supine, mobile, bariatric |  |  | 3 | ARCH-FFE | FALSE
MMBE-211 | TRACK: patient lifter, fixed, ceiling mounted |  |  | 1 | ARCH-FFE | TRUE
MMBE-211.01 | TRACK: patient lifter, fixed, ceiling mounted, straight |  |  | 1 | ARCH-FFE | TRUE
MMBE-211.02 | TRACK: patient lifter, fixed, ceiling mounted, L-shape |  |  | 1 | ARCH-FFE | FALSE
MMBE-211.03 | TRACK: patient lifter, fixed, ceiling mounted, U-shape |  |  | 1 | ARCH-FFE | FALSE
MMBE-211.04 | TRACK: patient lifter, fixed, ceiling mounted, Z-shape |  |  | 1 | ARCH-FFE | FALSE
MMBE-212 | TRACK: patient lifter, fixed, ceiling mounted, bariatric |  |  | 1 | ARCH-FFE | FALSE
MMBE-212.01 | TRACK: patient lifter, fixed, ceiling mounted, bariatric, straight |  |  | 1 | ARCH-FFE | TRUE
MMBE-212.02 | TRACK: patient lifter, fixed, ceiling mounted, bariatric, L-shape |  |  | 1 | ARCH-FFE | FALSE
MMBE-212.03 | TRACK: patient lifter, fixed, ceiling mounted, bariatric, U-shape |  |  | 1 | ARCH-FFE | FALSE
MMBE-212.04 | TRACK: patient lifter, fixed, ceiling mounted, bariatric, Z-shape |  |  | 1 | ARCH-FFE | FALSE
MMBE-221 | TRACK: patient lifter, traverse H-track, ceiling mounted |  |  | 1 | ARCH-FFE | FALSE
MMBE-222 | TRACK: patient lifter, traverse H-track, ceiling mounted, bariatric |  |  | 1 | ARCH-FFE | TRUE
MMBE-231 | TRACK: patient lifter, linking mechanism, ceiling mounted |  |  | 1 | ARCH-FFE | TRUE
MMBE-232 | TRACK: patient lifter, linking mechanism, ceiling mounted, bariatric |  |  | 1 | ARCH-FFE | TRUE
MMBE-251 | CASSETTE MOTOR: patient lifter, for ceiling mounted system |  |  | 1 | ARCH-FFE | TRUE
MMBE-252 | CASSETTE MOTOR: patient lifter, for ceiling mounted system, bariatric |  |  | 1 | ARCH-FFE | TRUE
MMBE-261 | SLING: patient lifter |  |  | 3 | ARCH-FFE | TRUE
MMBE-262 | SLING: patient lifter, bariatric |  |  | 3 | ARCH-FFE | TRUE
MMDN-031 | CHAIR: dental, electric | MMDN-002 | CHAIR: dental, electric | 2 | ARCH-MME | TRUE
MMDN-041 | DELIVERY SYSTEM: instrumentation, dentist, chair mounted | MMDN-022 | CONSOLE: dentist, chair mounted | 2 | ARCH-MME | TRUE
MMDN-042 | DELIVERY SYSTEM: instrumentation, dentist, wall mounted |  |  | 2 | ARCH-MME | FALSE
MMDN-043 | DELIVERY SYSTEM: instrumentation, dentist, joinery mounted |  |  | 2 | ARCH-MME | FALSE
MMDN-044 | DELIVERY SYSTEM: instrumentation, dentist, cart |  |  | 2 | ARCH-MME | FALSE
MMDN-051 | DELIVERY SYSTEM: instrumentation, assistant, chair mounted | MMDN-021 | CONSOLE: dental assistant, chair mounted | 2 | ARCH-MME | TRUE
MMDN-052 | DELIVERY SYSTEM: instrumentation, assistant, wall mounted |  |  | 2 | ARCH-MME | FALSE
MMDN-053 | DELIVERY SYSTEM: instrumentation, assistant, joinery mounted |  |  | 2 | ARCH-MME | FALSE
MMDN-054 | DELIVERY SYSTEM: instrumentation, assistant, cart |  |  | 2 | ARCH-MME | FALSE
MMDN-061 | DISPLAY SCREEN: dental, chair mounted | MMDN-025 | MONITOR: dentist, chair mounted | 2 | ARCH-MME | TRUE
MMDN-062 | DISPLAY SCREEN: dental, ceiling mounted |  |  | 2 | ARCH-MME | FALSE
MMDN-063 | DISPLAY SCREEN: dental, wall mounted |  |  | 2 | ARCH-MME | FALSE
MMDN-064 | DISPLAY SCREEN: dental, joinery mounted |  |  | 2 | ARCH-MME | FALSE
MMDN-071 | LIGHT: dental, chair mounted | MMDN-019 | LIGHT: dental | 2 | ARCH-MME | FALSE
MMDN-072 | LIGHT: dental, ceiling mounted | MMDN-020 | LIGHT: dental, ceiling mounted | 2 | ARCH-MME | TRUE
MMDN-073 | LIGHT: dental, wall mounted |  |  | 2 | ARCH-MME | FALSE
MMDN-074 | LIGHT: dental, joinery mounted |  |  | 2 | ARCH-MME | FALSE
MMDN-081 | CUSPIDOR: dental, chair mounted | MMDN-015 | SERVICE UNIT: dental, chair (spitoon) | 2 | ARCH-MME | FALSE
MMDN-082 | CUSPIDOR: dental, floor mounted |  |  | 2 | ARCH-MME | FALSE
MMDN-091 | IMAGING DEVICE: dental x-ray, wall mounted | MMDN-018 | X-RAY UNIT: dental, wall mounted | 2 | ARCH-MME | TRUE
MMDN-096 | CONTROL PANEL: dental x-ray, remote activation | MMMI-371 | BUTTON: dental imaging unit, remote activation | 2 | ARCH-MME | TRUE
MMDN-101 | PEDESTAL: dental, mobile, 660H nominal, 4 equal drawers |  |  | 3 | ARCH-FFE | FALSE
MMDN-102 | PEDESTAL: dental, mobile, 660H nominal, 5 equal drawers | MMDN-016 | TROLLEY: dental | 3 | ARCH-FFE | TRUE
MMDN-121 | TROLLEY: dental, procedure |  |  | 3 | ARCH-FFE | TRUE
MMDN-151 | DEVICE: dental, acryliser, benchtop | MMDN-001 | ACRYLISER: dental | 3 | ARCH-FFE | FALSE
MMDN-156 | DEVICE: dental, denture processing unit | MMDN-017 | UNIT: processing, denture | 3 | ARCH-FFE | FALSE
MMDN-161 | DEVICE: dental, micromotor, benchtop | MMDN-004 | DEVICE: dental, micromotor | 3 | ARCH-FFE | TRUE
MMDN-162 | DEVICE: dental, model trimmer, benchtop | MMDN-005 | DEVICE: dental, model trimmer | 3 | ARCH-FFE | TRUE
MMDN-163 | DEVICE: dental, lathe, benchtop | MMDN-009 | LATHE: dental, polishing | 3 | ARCH-FFE | TRUE
MMDN-164 | DEVICE: dental, moulder, forming machine, benchtop | MMDN-013 | MOULDER: dental, forming machine | 3 | ARCH-FFE | TRUE
MMDN-165 | DEVICE: dental, mixing vibrator | MMDN-024 | DEVICE: dental, mixing vibrator | 3 | ARCH-FFE | TRUE
MMDN-171 | DEVICE: dental, dust extraction unit | MMDN-023 | DEVICE: dental extraction unit | 3 | ARCH-FFE | TRUE
MMDN-181 | DEVICE: dental, handpiece oiling | MMDN-003 | CLEANER: handpeice, dental | 3 | ARCH-FFE | TRUE
MMGE-015 | CHAIR: commode | MMGE-015 | CHAIR: commode | 3 | ARCH-FFE | FALSE
MMGE-016 | CHAIR: commode, bariatric | MMGE-016 | CHAIR: commode, bariatric | 3 | ARCH-FFE | TRUE
MMGE-019 | CHAIR: patient | MMGE-019 | CHAIR: patient | 3 | ARCH-FFE | TRUE
MMGE-020 | CHAIR: patient, bariatric | MMGE-020 | CHAIR: patient, bariatric | 3 | ARCH-FFE | TRUE
MMGE-024 | CHAIR: shower | MMGE-024 | CHAIR: shower | 3 | ARCH-FFE | TRUE
MMGE-025 | CHAIR: shower, bariatric | MMGE-025 | CHAIR: shower, bariatric | 3 | ARCH-FFE | FALSE
MMGE-039 | HANGER: IV, for ceiling track | MMGE-039 | HANGER: IV, for ceiling track | 3 | ARCH-FFE | TRUE
MMGE-045 | POLE: IV, mobile | MMGE-045 | IV stand: mobile | 3 | ARCH-FFE | TRUE
MMGE-046 | POLE: IV, bed mounted |  |  | 3 | ARCH-FFE | FALSE
MMGE-047 | POLE: IV, pendant mounted |  |  | 3 | ARCH-FFE | TRUE
MMGE-056 | POLE: patient positioning support handle, bed mounted |  |  | 3 | ARCH-FFE | TRUE
MMGE-102 | TABLE: tilt | MMGE-102 | TABLE: tilt | 3 | ARCH-FFE | FALSE
MMGE-151 | LIGHT BOX: x-ray viewer, wall mounted | MMGE-149; MMGE-150; MMGE-151; MMGE-152; MMGE-154 | VIEWER: X-ray; VIEWER: X-ray, 1 screen; VIEWER: X-ray, (2) multiscreen; VIEWER: X-ray, 2 screen; VIEWER: X-ray, 3 screen | 1 | ARCH-FFE | TRUE
MMGE-162 | MOBILTIY AID: walking frame | MMGE-162 | WALKING FRAME: | 3 | ARCH-FFE | FALSE
MMGE-191 | CANNISTER: suction bottle | MMGE-100 | SUCTION BOTTLE | 3 | ARCH-FFE | TRUE
MMGE-196 | STAND: suction bottle, mobile | MMHA-001 | CARRIER: suction bottle | 3 | ARCH-FFE | FALSE
MMGE-201 | SCALES: digital, benchtop | MMGE-185 | SCALES: digital, benchtop | 3 | ARCH-FFE | FALSE
MMGE-206 | SCALES: digital, standing | MMGE-090 | SCALES: electronic, standing | 3 | ARCH-FFE | TRUE
MMGE-207 | SCALES: digital, standing, with stadiometer | MMGE-188 | SCALES: electronic, standing, with stadiometer | 3 | ARCH-FFE | TRUE
MMGE-211 | SCALES: digital, chair | MMGE-089 | SCALES: electronic, chair | 3 | ARCH-FFE | TRUE
MMGE-216 | SCALES: digital, platform |  |  | 3 | ARCH-FFE | FALSE
MMGE-221 | STADIOMETER: floor standing | MMGE-040 | HEIGHT MEASURE: portable | 3 | ARCH-FFE | FALSE
MMGE-222 | STADIOMETER: wall mounted | MMGE-041; MMGE-094 | HEIGHT MEASURE: wall mount; STADIOMETER: wall mount | 2 | ARCH-FFE | TRUE
MMGE-231 | DIAGNOSTIC SET: otoscope and ophthalmoscope, portable | MMGE-030 | DIAGNOSTIC SET: portable | 3 | ARCH-FFE | TRUE
MMGE-232 | DIAGNOSTIC SET: otoscope and ophthalmoscope, mobile on stand |  |  | 3 | ARCH-FFE | FALSE
MMGE-233 | DIAGNOSTIC SET: otoscope and ophthalmoscope, wall mounted | MMGE-031 | DIAGNOSTIC SET: wall mounted | 2 | ARCH-FFE | FALSE
MMGE-234 | DIAGNOSTIC SET: otoscope and ophthalmoscope, joinery mounted |  |  | 2 | ARCH-FFE | FALSE
MMGE-235 | DIAGNOSTIC SET: otoscope and ophthalmoscope, pendant mounted | MMGE-175 | DIAGNOSTIC SET: pendant mounted | 2 | ARCH-FFE | TRUE
MMGE-236 | DIAGNOSTIC SET: otoscope, ophthalmoscope and thermometer, portable |  |  | 3 | ARCH-FFE | FALSE
MMGE-237 | DIAGNOSTIC SET: otoscope, ophthalmoscope and thermometer, mobile on stand |  |  | 3 | ARCH-FFE | FALSE
MMGE-238 | DIAGNOSTIC SET: otoscope, ophthalmoscope and thermometer, wall mounted |  |  | 2 | ARCH-FFE | TRUE
MMGE-239 | DIAGNOSTIC SET: otoscope, ophthalmoscope and thermometer, joinery mounted |  |  | 2 | ARCH-FFE | FALSE
MMGE-241 | DIAGNOSTIC SET: otoscope, ophthalmoscope and sphygmomanometer, portable |  |  | 3 | ARCH-FFE | FALSE
MMGE-242 | DIAGNOSTIC SET: otoscope, ophthalmoscope and sphygmomanometer, mobile on stand |  |  | 3 | ARCH-FFE | FALSE
MMGE-243 | DIAGNOSTIC SET: otoscope, ophthalmoscope and sphygmomanometer, wall mounted |  |  | 2 | ARCH-FFE | FALSE
MMGE-244 | DIAGNOSTIC SET: otoscope, ophthalmoscope and sphygmomanometer, joinery mounted |  |  | 2 | ARCH-FFE | FALSE
MMGE-246 | DIAGNOSTIC SET: otoscope, ophthalmoscope, thermometer and sphygmomanometer, portable |  |  | 3 | ARCH-FFE | FALSE
MMGE-247 | DIAGNOSTIC SET: otoscope, ophthalmoscope, thermometer and sphygmomanometer, mobile on stand |  |  | 3 | ARCH-FFE | FALSE
MMGE-248 | DIAGNOSTIC SET: otoscope, ophthalmoscope, thermometer and sphygmomanometer, wall mounted |  |  | 2 | ARCH-FFE | FALSE
MMGE-249 | DIAGNOSTIC SET: otoscope, ophthalmoscope, thermometer and sphygmomanometer, joinery mounted |  |  | 2 | ARCH-FFE | FALSE
MMGE-251 | DEVICE: sphygmomanometer, portable | MMGE-091 | SPHYGMOMANOMETER: portable | 3 | ARCH-FFE | TRUE
MMGE-252 | DEVICE: sphygmomanometer, mobile on stand |  |  | 3 | ARCH-FFE | TRUE
MMGE-253 | DEVICE: sphygmomanometer, wall mounted | MMGE-092 | SPHYGMOMANOMETER: wall mount | 2 | ARCH-FFE | FALSE
MMGE-256 | DEVICE: thermometer, portable |  |  | 3 | ARCH-FFE | FALSE
MMGE-258 | DEVICE: thermometer, wall mounted | MMGE-103 | THERMOMETER: electronic, battery | 2 | ARCH-FFE | FALSE
MMGE-261 | DEVICE: indirect ophthalmoscope, portable | MMGE-074 | OPHTHALMOSCOPE: | 3 | ARCH-FFE | FALSE
MMGE-266 | DEVICE: laryngoscope | MMOP-030 | LARYNGOSCOPE | 3 | ARCH-FFE | FALSE
MMGE-281 | DEVICE: compression, arterial | MMGE-028 | DEVICE: compression, arterial | 3 | ARCH-FFE | FALSE
MMGE-282 | DEVICE: compression, sequential | MMGE-029 | DEVICE: compression, sequential | 3 | ARCH-FFE | FALSE
MMGE-286 | DEVICE: patient, intracranial pressure | MMGE-064 | MONITOR: patient, intracranial pressure | 3 | ARCH-FFE | FALSE
MMGE-287 | DEVICE: patient, pulse oximeter | MMGE-069 | MONITOR: patient, pulse oximeter | 3 | ARCH-FFE | FALSE
MMGE-291 | DEVICE: pump, infusion, single | MMGE-081; MMGE-176 | PUMP: infusion, single; PUMP: infusion, pendant mounted | 3 | ARCH-FFE | TRUE
MMGE-292 | DEVICE: pump, infusion, single, rapid | MMGE-080 | PUMP: infusion, rapid | 3 | ARCH-FFE | FALSE
MMGE-293 | DEVICE: pump, infusion, double | MMGE-079 | PUMP: infusion, double | 3 | ARCH-FFE | FALSE
MMGE-296 | DEVICE: pump, syringe | MMGE-084; MMGE-177 | PUMP: syringe; PUMP: syringe, pendant mounted | 3 | ARCH-FFE | TRUE
MMGE-301 | DEVICE: pump, epidural | MMGE-077 | PUMP: epidural | 3 | ARCH-FFE | FALSE
MMGE-302 | DEVICE: pump, patient controlled analgesia (PCA) | MMGE-082 | PUMP: patient controlled analgesia (PCA) | 3 | ARCH-FFE | FALSE
MMGE-306 | DEVICE: pump, patient feeding | MMGE-083 | PUMP: patient feeding | 3 | ARCH-FFE | FALSE
MMGE-311 | DEVICE: pump, breast milk | MMGE-076 | PUMP: breast | 3 | ARCH-FFE | TRUE
MMGE-321 | DEVICE: spirometer, pulmonary function test (PFT) | MMGE-093 | SPIROMETER: | 3 | ARCH-FFE | FALSE
MMGE-326 | DEVICE: saw, plaster, with integral dust extraction | MMAH-023 | SAW: plaster | 3 | ARCH-FFE | TRUE
MMGE-331 | DEVICE: holter monitor, ECG, ambulatory patient | MMGE-057 | MONITOR: Holter, ECG, ambulatory patient | 3 | ARCH-FFE | FALSE
MMGE-332 | DEVICE: cardiac pacing | MMGE-182 | MACHINE: Electrophysiology, cardiac pacing | 3 | ARCH-FFE | TRUE
MMGE-336 | DEVICE: electrocardiography (ECG) | MMGE-050 | MACHINE: electrocardiography (ECG) | 3 | ARCH-FFE | FALSE
MMGE-337 | DEVICE: electrocardiography (ECG), with trolley | MMGE-051; MMGE-179 | MACHINE: electrocardiography (ECG), c/w trolley; MACHINE: electrocardiography (ECG), c/w trolley and printer shelf | 3 | ARCH-FFE | TRUE
MMGE-341 | DEVICE: colposcope, ceiling mounted | MMOP-011 | COLPOSCOPE: ceiling mounted | 3 | ARCH-FFE | FALSE
MMGE-342 | DEVICE: colposcope, wall mounted | MMOP-012 | COLPOSCOPE: wall mounted | 3 | ARCH-FFE | FALSE
MMGE-343 | DEVICE: colposcope, mobile |  |  | 3 | ARCH-FFE | TRUE
MMGE-344 | DEVICE: colposcope, mobile, with display screen |  |  | 3 | ARCH-FFE | FALSE
MMGE-346 | DEVICE: electroencephalography (EEG) | MMGE-050 | MACHINE: electrocardiography (ECG) | 3 | ARCH-FFE | FALSE
MMGE-347 | DEVICE: electroencephalography (EEG), with trolley | MMGE-050 | MACHINE: electrocardiography (ECG) | 3 | ARCH-FFE | FALSE
MMGE-348 | DEVICE: amplitude-integrated electroencephalography (aEEG) | MMGE-050 | MACHINE: electrocardiography (ECG) | 3 | ARCH-FFE | FALSE
MMGE-349 | DEVICE: amplitude-integrated electroencephalography (aEEG), with trolley | MMGE-050 | MACHINE: electrocardiography (ECG) | 3 | ARCH-FFE | TRUE
MMGE-351 | DEVICE: hydrocollator | MMGE-043 | HYDROCOLLATOR: | 3 | ARCH-FFE | FALSE
MMGE-356 | DEVICE: warmer, blood/infusion | MMOP-095 | WARMER: blood | 3 | ARCH-FFE | FALSE
MMGE-358 | DEVICE: thawing, plasma | MMOP-019 | DEVICE: plasma thawing | 3 | ARCH-FFE | FALSE
MMGE-361 | DEVICE: patient, cooling | MMOP-016 | DEVICE: patient cooling | 3 | ARCH-FFE | FALSE
MMGE-366 | DEVICE: patient warming, table pad | MMOP-017 | DEVICE: patient, warming | 3 | ARCH-FFE | FALSE
MMGE-367 | DEVICE: patient warming, air blanket | MMOP-100 | WARMER: patient, intraoperative | 3 | ARCH-FFE | TRUE
MMGE-371 | DEVICE: patient, warming/cooling | MMOP-018 | DEVICE: patient, warming/cooling | 3 | ARCH-FFE | TRUE
MMGE-381 | MACHINE: dialysis | MMGE-049 | MACHINE: dialysis | 3 | ARCH-FFE | TRUE
MMGE-386 | PROCESSOR: water treatment, dialysis, reverse osmosis (RO), mobile | MMGE-178 | PROCESSOR: reverse osmosis RO water, mobile | 3 | ARCH-FFE | TRUE
MMGE-391 | DISPLAY SCREEN: eye examination, testing chart | MMAH-006 | BOX: light, eye chart | 3 | ARCH-FFE | TRUE
MMGE-396 | MIRROR: eye examination, to testing chart display screen |  |  | 3 | ARCH-FFE | TRUE
MMGE-401 | DEVICE: eye examination, slit lamp | MMAH-013 | DEVICE: eye examination, slit lamp | 3 | ARCH-FFE | TRUE
MMGE-402 | DEVICE: eye examination, tonometer |  |  | 3 | ARCH-FFE | FALSE
MMGE-403 | DEVICE: eye examination, tonometer, air-puff |  |  | 3 | ARCH-FFE | FALSE
MMGE-404 | DEVICE: eye examination, phoropter |  |  | 3 | ARCH-FFE | FALSE
MMGE-405 | DEVICE: eye examination, autorefractor |  |  | 3 | ARCH-FFE | FALSE
MMGE-406 | DEVICE: eye examination, retinal camera | MMOP-008 | CAMERA: retinal | 3 | ARCH-FFE | TRUE
MMGE-416 | PROJECTOR: visual acuity testing | MMGE-173 | PROJECTOR: visual acuity testing, surface mounted | 3 | ARCH-FFE | FALSE
MMGE-421 | KIT: first aid, portable | MMGE-047 | KIT: first aid | 3 | ARCH-FFE | FALSE
MMGE-422 | KIT: first aid, portable, wall mounted |  |  | 3 | ARCH-FFE | FALSE
MMGE-426 | KIT: first responder, trauma, portable |  |  | 3 | ARCH-FFE | FALSE
MMGE-431 | KIT: thomas, advanced life support (ALS), portable | MMGE-104 | THOMAS PACK | 3 | ARCH-FFE | FALSE
MMGE-436 | KIT: emergency airway equipment, portable | MMGE-104 | THOMAS PACK | 3 | ARCH-FFE | TRUE
MMGE-441 | STAND: PPE dispenser station, combination, floor standing, large |  |  | 3 | ARCH-FFE | FALSE
MMGE-442 | STAND: PPE dispenser station, combination, floor standing, medium |  |  | 3 | ARCH-FFE | FALSE
MMGE-443 | STAND: PPE dispenser station, combination, floor standing, small |  |  | 3 | ARCH-FFE | FALSE
MMGE-446 | STAND: PPE dispenser station, combination, mobile, large | MMGE-137 | TROLLEY: PPE | 3 | ARCH-FFE | FALSE
MMGE-447 | STAND: PPE dispenser station, combination, mobile, medium |  |  | 3 | ARCH-FFE | FALSE
MMGE-448 | STAND: PPE dispenser station, combination, mobile, small |  |  | 3 | ARCH-FFE | FALSE
MMGE-451 | STATION: pneumatic tube | MMGE-097 | STATION: pneumatic tube | 1 | ARCH-FFE | FALSE
MMGE-452 | BASKET: pneumatic tube | FQSN-001 | BASKET: drop in, pneumatic station | 1 | ARCH-FFE | FALSE
MMGE-453 | RACK: pneumatic tube, canister | MMLA-072 | RACK: canister storage (pneumatic tube) | 1 | ARCH-FFE | FALSE
MMGE-454 | LIGHT: pneumatic tube, alert light | LIFX-015 | LIGHT: pneumatic tube alert light | 1 | ARCH-FFE | FALSE
MMGE-461 | CABINET: blanket warmer, benchtop | MMGE-011 | CABINET: blanket warming | 3 | ARCH-FFE | FALSE
MMGE-462 | CABINET: blanket warmer, under bench |  |  | 3 | ARCH-FFE | FALSE
MMGE-463 | CABINET: blanket warmer, floor standing |  |  | 3 | ARCH-FFE | FALSE
MMGE-466 | CABINET: fluid warmer, benchtop |  |  | 3 | ARCH-FFE | FALSE
MMGE-467 | CABINET: fluid warmer, under bench | MMGE-166 | CABINET: fluid warming, underbench | 3 | ARCH-FFE | FALSE
MMGE-468 | CABINET: fluid warmer, floor standing |  |  | 3 | ARCH-FFE | FALSE
MMGE-473 | CABINET: fluid/blanket warmer, floor standing | MMGE-010 | CABINET: blanket/ fluid warming | 3 | ARCH-FFE | FALSE
MMGE-491 | MACERATOR: disposal unit, single use pulp containers | MMIC-040 | MACERATOR: disposal unit, bed pan/urinal/bowl | 2 | ARCH-FFE | FALSE
MMHA-002 | DEVICE: defibrillator | MMHA-002 | DEFIBRILLATOR | 3 | ARCH-FFE | TRUE
MMHA-003 | DEVICE: suction unit, portable | MMHA-003 | MACHINE: suction, portable | 3 | ARCH-FFE | FALSE
MMHA-016 | DEVICE: variable suction and oxygen unit (twin-o-vac) | MMHA-016 | SUCTION: TWIN-O-VAC UNIT | 3 | ARCH-FFE | TRUE
MMHA-031 | TROLLEY: resuscitation, adult | MMHA-027 | TROLLEY: resuscitation, adult | 3 | ARCH-FFE | TRUE
MMHA-032 | TROLLEY: resuscitation, paediatric | MMHA-028 | TROLLEY: resuscitation, paediatric | 3 | ARCH-FFE | TRUE
MMHA-033 | TROLLEY: resuscitation, neonatal | MMHA-026; MMHA-029 | TROLLEY: resuscitation, infant; TROLLEY: resuscitation, neonatal | 3 | ARCH-FFE | FALSE
MMHA-041 | RESUSCITATOR: manual, adult | MMHA-014 | RESPIRATOR: air viva | 3 | ARCH-FFE | FALSE
MMHA-042 | RESUSCITATOR: manual, paediatric |  |  | 3 | ARCH-FFE | FALSE
MMHA-043 | RESUSCITATOR: manual, neonatal |  |  | 3 | ARCH-FFE | FALSE
MMHA-051 | DEVICE: ventilator, adult | MMHA-023 | VENTILATOR | 3 | ARCH-FFE | TRUE
MMHA-052 | DEVICE: ventilator, adult, transport |  |  | 3 | ARCH-FFE | FALSE
MMHA-053 | DEVICE: ventilator, adult, high frequency |  |  | 3 | ARCH-FFE | FALSE
MMHA-054 | DEVICE: ventilator, adult, CPAP | MMHA-024 | VENTILATOR: continuous positive airway pressure (CPAP) | 3 | ARCH-FFE | FALSE
MMHA-061 | DEVICE: ventilator, neonatal | MMHA-025 | VENTILATOR: neonatal (neo-puff) | 3 | ARCH-FFE | TRUE
MMHA-062 | DEVICE: ventilator, neonatal, transport |  |  | 3 | ARCH-FFE | FALSE
MMHA-063 | DEVICE: ventilator, neonatal, high frequency |  |  | 3 | ARCH-FFE | FALSE
MMHA-064 | DEVICE: ventilator, neonatal, CPAP |  |  | 3 | ARCH-FFE | TRUE
MMIC-031 | DEVICE: heat sealer, crimper | MMIC-031 | HEAT SEALER: crimper | 3 | ARCH-FFE | TRUE
MMIC-032 | DEVICE: heat sealer, impulse | MMIC-032 | HEAT SEALER: impulse | 3 | ARCH-FFE | FALSE
MMIC-131 | ULTRASONIC CLEANER: instrument, floor standing | MMIC-083 | ULTRASONIC CLEANER: cabinet, freestanding | 3 | ARCH-FFE | FALSE
MMIC-132 | ULTRASONIC CLEANER: instrument, benchtop | MMIC-084 | ULTRASONIC CLEANER: instrument | 3 | ARCH-FFE | TRUE
MMIC-136 | ULTRASONIC RINSER: instrument pre-rinse, benchtop | MMIC-086 | ULTRASONIC RINSER/DRYER TANK | 3 | ARCH-FFE | FALSE
MMIC-141 | STERILIZER: benchtop |  |  | 2 | ARCH-MME | FALSE
MMIC-142 | STERILIZER: dental, benchtop |  |  | 2 | ARCH-MME | TRUE
MMIC-143 | STERILIZER: pharmacy manufacturing, benchtop | MMIC-058 | STERILIZER: benchtop, electric | 3 | ARCH-FFE | FALSE
MMIC-144 | STERILIZER: baby bottle, benchtop | MMIC-057 | STERILIZER: baby bottle | 3 | ARCH-FFE | FALSE
MMIC-151 | STERILIZER: pre-vacuum, steam, pass-through, integral electric to steam | MMIC-106 | STERILISER: pre-vacuum, steam, pass-through, integral electric to steam | 2 | ARCH-MME | FALSE
MMIC-152 | STERILIZER: pre-vacuum, steam, pass-through, integral steam to steam | MMIC-107 | STERILISER: pre-vacuum, steam, pass-through, integral steam to steam | 2 | ARCH-MME | FALSE
MMIC-153 | STERILIZER: pre-vacuum, steam, pass-through, plant steam | MMIC-108 | STERILISER: pre-vacuum, steam, pass-through, plant steam | 2 | ARCH-MME | FALSE
MMIC-156 | STERILIZER: pre-vacuum, steam, single door, integral electric to steam | MMIC-109 | STERILISER: pre-vacuum, steam, single door, integral electric to steam | 2 | ARCH-MME | FALSE
MMIC-157 | STERILIZER: pre-vacuum, steam, single door, integral steam to steam | MMIC-110 | STERILISER: pre-vacuum, steam, single door, integral steam to steam | 2 | ARCH-MME | FALSE
MMIC-158 | STERILIZER: pre-vacuum, steam, single door, plant steam | MMIC-111 | STERILISER: pre-vacuum, steam, single door, plant steam | 2 | ARCH-MME | FALSE
MMIC-161 | STERILIZER: low temperature, pass-through |  |  | 2 | ARCH-MME | FALSE
MMIC-162 | STERILIZER: low temperature, single door | MMIC-054 | STERILISER: low temperature, rapid cycle, single door | 2 | ARCH-MME | FALSE
MMIC-171 | WASHER: index, multi-chamber, pass-through | MMIC-093; MMIC-112; MMIC-113; MMIC-114; MMIC-115; MMIC-116 | WASHER: index, multi-chamber; WASHER: index, multi-chamber, pre-clean unit, wash/ultrasonic; WASHER: index, multi-chamber, wash/dry; WASHER: index, multi-chamber, wash/Ultrasonic/dry; WASHER: index, multi-chamber, wash/ultrasonic/wash/dry; WASHER: index, multi-chamber, wash/ultrasonic/wash/dry/dry | 2 | ARCH-MME | FALSE
MMIC-181 | WASHER DISINFECTOR: multi-cart/trolley, pass-through | MMIC-088 | WASHER DISINFECTOR: 2 door, multi-cart | 2 | ARCH-MME | FALSE
MMIC-182 | WASHER DISINFECTOR: multi-cart/trolley, single door | MMIC-087 | WASHER DISINFECTOR: 1 door, multi-cart | 2 | ARCH-MME | FALSE
MMIC-186 | WASHER DISINFECTOR: batch, pass-through | MMIC-089 | WASHER: disinfector, batch, pass-through | 2 | ARCH-MME | FALSE
MMIC-187 | WASHER DISINFECTOR: batch, single door | MMIC-090 | WASHER: disinfector, batch, single door | 2 | ARCH-MME | TRUE
MMIC-191 | FRAMING: sterlizer, stainless steel | MMIC-027 | FRAMING: stainless steel, steam steriliser gap | 2 | ARCH-MME | FALSE
MMIC-196 | FRAMING: batch washer, stainless steel | MMIC-026 | FRAMING: stainless steel, batch washer gap | 2 | ARCH-MME | FALSE
MMIC-201 | SYSTEM: central chemical dosing | MMIC-063 | SYSTEM: chemical dosing, batch washers | 2 | ARCH-MME | FALSE
MMIC-211 | SYSTEM: steam sterilizer, load/unload, automatic, shuttle/conveyor | MMIC-064 | SYSTEM: steam steriliser, load/unload, automatic, multi-unit conveyor with loading shuttle | 2 | ARCH-MME | FALSE
MMIC-212 | SYSTEM: steam sterilizer, load/unload, automatic, stand alone | MMIC-065 | SYSTEM: steam steriliser, load/unload, automatic, stand-alone | 2 | ARCH-MME | FALSE
MMIC-216 | SYSTEM: batch washer, load/unload, automatic, shuttle/conveyor | MMIC-061 | SYSTEM: batch washer, load/unload, automatic, shuttle and conveyor | 2 | ARCH-MME | FALSE
MMIC-217 | SYSTEM: batch washer, load/unload, automatic, stand alone | MMIC-062 | SYSTEM: batch washer, load/unload, automatic, stand-alone | 2 | ARCH-MME | FALSE
MMIC-221 | SYSTEM: automated storage, racks, steriliser | MMIC-066 | SYSTEM: storage, washer racks / inserts, automated | 2 | ARCH-MME | FALSE
MMIC-226 | SYSTEM: automated storage, racks, batch washer |  |  | 2 | ARCH-MME | FALSE
MMIC-231 | CONVEYOR: sterilizer rack return, chamber sealed, automatic | MMIC-016 | CONVEYOR: steriliser return, chamber sealed, automatic | 2 | ARCH-MME | FALSE
MMIC-232 | CONVEYOR: sterilizer rack return, chamber sealed, manual | MMIC-017 | CONVEYOR: steriliser return, chamber sealed, manual | 2 | ARCH-MME | FALSE
MMIC-233 | CONVEYOR: sterilizer rack return, hatch sealed, automatic | MMIC-018 | CONVEYOR: steriliser return, hatch sealed, automatic | 2 | ARCH-MME | FALSE
MMIC-234 | CONVEYOR: sterilizer rack return, hatch sealed, manual | MMIC-019 | CONVEYOR: steriliser return, hatch sealed, manual | 2 | ARCH-MME | FALSE
MMIC-236 | CONVEYOR: batch washer rack return, chamber sealed, automatic | MMIC-021 | CONVEYOR: wash rack return, chamber sealed, automatic | 2 | ARCH-MME | FALSE
MMIC-237 | CONVEYOR: batch washer rack return, chamber sealed, manual | MMIC-022 | CONVEYOR: wash rack return, chamber sealed, manual | 2 | ARCH-MME | FALSE
MMIC-238 | CONVEYOR: batch washer rack return, hatch sealed, automatic | MMIC-023 | CONVEYOR: wash rack return, hatch sealed, automatic | 2 | ARCH-MME | FALSE
MMIC-239 | CONVEYOR: batch washer rack return, hatch sealed, manual | MMIC-024 | CONVEYOR: wash rack return, hatch sealed, manual | 2 | ARCH-MME | FALSE
MMIC-241 | TROLLEY: steam steriliser, transfer, load/unload, fixed height | MMIC-074 | TROLLEY: steam steriliser, transfer, load/unload, fixed height | 2 | ARCH-MME | FALSE
MMIC-242 | TROLLEY: steam steriliser, transfer, load/unload, height adjustable | MMIC-075 | TROLLEY: steam steriliser, transfer, load/unload,height adjustable | 2 | ARCH-MME | FALSE
MMIC-246 | TROLLEY: batch washer, transfer, load/unload, fixed height | MMIC-069 | TROLLEY: batch washer, transfer, load/unload, batch washer, fixed height | 2 | ARCH-MME | FALSE
MMIC-247 | TROLLEY: batch washer, transfer, load/unload, height adjustable | MMIC-070 | TROLLEY: batch washer, transfer, load/unload, height adjustable | 2 | ARCH-MME | FALSE
MMIC-251 | TROLLEY: racks, steriliser |  |  | 2 | ARCH-MME | FALSE
MMIC-256 | TROLLEY: racks, batch washer |  |  | 2 | ARCH-MME | FALSE
MMIC-261 | HATCH: racks, return, steriliser | MMIC-030 | HATCH: return, racks, switched both sides | 2 | ARCH-MME | FALSE
MMIC-266 | HATCH: racks, return, batch washer |  |  | 2 | ARCH-MME | FALSE
MMIC-271 | SHELVING UNIT: racks, steriliser | MMIC-050 | SHELVES: steam steriliser racks | 2 | ARCH-MME | FALSE
MMIC-276 | SHELVING UNIT: racks, batch washer |  |  | 2 | ARCH-MME | FALSE
MMIC-281 | RACK: steam steriliser | MMIC-045 | RACKS: steam steriliser, c/w single shelf | 2 | ARCH-MME | FALSE
MMIC-286 | RACK: batch washer | MMIC-044 | RACKS: batch washer, various | 2 | ARCH-MME | FALSE
MMIC-291 | CABINET: drying, instrument, pass-through | MMIC-005 | CABINET: drying, pass-through | 2 | ARCH-MME | FALSE
MMIC-292 | CABINET: drying, instrument, single door | MMIC-003 | CABINET: drying, instrument | 2 | ARCH-MME | FALSE
MMIC-296 | CABINET: drying, respiratory instrument, pass-through | MMIC-006 | CABINET: drying, tube | 2 | ARCH-MME | FALSE
MMIC-297 | CABINET: drying, respiratory instrument, single door | MMIC-004 | CABINET: drying, instrument/tube | 2 | ARCH-MME | FALSE
MMIC-301 | CABINET: endoscope, drying and storage, single door, pass-through | MMIC-008; MMIC-010 | CABINET: endoscope, drying, pass-through, filtered / circulated / heated air drying; CABINET: endoscope, drying & storage, pass-through filtered / forced air drying | 2 | ARCH-MME | TRUE
MMIC-302 | CABINET: endoscope, drying and storage, single door | MMIC-009; MMIC-011 | CABINET: endoscope, drying, single door, filtered / circulated / heated air drying; CABINET: endoscope, drying & storage, single door, filtered / forced air drying | 2 | ARCH-MME | TRUE
MMIC-306 | CABINET: endoscope, drying and storage, double doors, pass-through |  |  | 2 | ARCH-MME | FALSE
MMIC-307 | CABINET: endoscope, drying and storage, double doors |  |  | 2 | ARCH-MME | FALSE
MMIC-311 | REPROCESSOR: low temperature, flexible endoscopes, high level chemical disinfection, single chamber, pass-through | MMIC-119 | REPROCESSOR: low temperature, flexible endoscopes, high level chemical disinfection, single chamber, pass-through | 2 | ARCH-MME | FALSE
MMIC-312 | REPROCESSOR: low temperature, flexible endoscopes, high level chemical disinfection, single chamber, single door | MMIC-120 | REPROCESSOR: low temperature, flexible endoscopes, high level chemical disinfection, single chamber, single door | 2 | ARCH-MME | FALSE
MMIC-322 | REPROCESSOR: low temperature, flexible endoscopes, high level chemical disinfection, double chamber, pass-through | MMIC-117 | REPROCESSOR: low temperature, flexible endoscopes, high level chemical disinfection, dual chamber, pass-through | 2 | ARCH-MME | FALSE
MMIC-323 | REPROCESSOR: low temperature, flexible endoscopes, high level chemical disinfection, double chamber, single door | MMIC-118 | REPROCESSOR: low temperature, flexible endoscopes, high level chemical disinfection, dual chamber, single door | 2 | ARCH-MME | FALSE
MMIC-331 | REPROCESSOR: low temperature, flexible endoscopes, high level chemical disinfection, triple chamber, pass-through |  |  | 2 | ARCH-MME | FALSE
MMIC-341 | CONNECTOR: endoscope, for reprocessor | MMIC-015 | CONNECTORS: endoscopes, for use in reprocessors | 2 | ARCH-MME | FALSE
MMIC-342 | CONNECTOR: endoscope, for drying and storage cabinet | MMIC-014 | CONNECTORS: endoscopes, for use in drying & storage cabinets | 2 | ARCH-MME | FALSE
MMIC-351 | DISINFECTOR: ultrasound probes, freestanding | MMIC-122 | DISINFECTOR: ultrasound probes | 2 | ARCH-MME | TRUE
MMIC-352 | DISINFECTOR: ultrasound probes, benchtop |  |  | 2 | ARCH-MME | FALSE
MMIC-353 | DISINFECTOR: ultrasound probes, wall mounted |  |  | 2 | ARCH-MME | FALSE
MMIC-361 | WASHER SANITISER: pan | MMIC-095 | WASHER SANITISER: pan flusher | 3 | ARCH-FFE | FALSE
MMIC-362 | WASHER SANITISER: utensil | MMIC-097 | WASHER SANITISER: utensil washer | 3 | ARCH-FFE | FALSE
MMIC-366 | WASHER SANITISER: pan and utensil | MMIC-096 | WASHER SANITISER: pan flusher and utensil washer combined | 3 | ARCH-FFE | FALSE
MMIC-381 | HOIST: case carts, clean | MMIC-033 | HOIST: clean | 1 | ARCH-FFE | FALSE
MMIC-386 | HOIST: case carts, dirty | MMIC-034 | HOIST: dirty | 1 | ARCH-FFE | FALSE
MMIC-391 | LIFTER: loan sets, mobile |  |  | 3 | ARCH-FFE | FALSE
MMIC-404 | WORKSTATION: instrument inspection, straight, adjustable height, 900H nom, 750D |  |  | 3 | ARCH-FFE | FALSE
MMIC-404.01 | WORKSTATION: instrument inspection, straight, adjustable height, 900H nom, 750D x 1500W | MMIC-101 | WORKBENCH: instrument management, height adjustable | 3 | ARCH-FFE | TRUE
MMIC-404.02 | WORKSTATION: instrument inspection, straight, adjustable height, 900H nom, 750D x 1600W |  |  | 3 | ARCH-FFE | FALSE
MMIC-404.03 | WORKSTATION: instrument inspection, straight, adjustable height, 900H nom, 750D x 1800W |  |  | 3 | ARCH-FFE | FALSE
MMIC-404.04 | WORKSTATION: instrument inspection, straight, adjustable height, 900H nom, 750D x 2100W |  |  | 3 | ARCH-FFE | FALSE
MMIC-405 | WORKSTATION: instrument inspection, straight, adjustable height, 900H nom, 800D |  |  | 3 | ARCH-FFE | FALSE
MMIC-405.01 | WORKSTATION: instrument inspection, straight, adjustable height, 900H nom, 800D x 1500W |  |  | 3 | ARCH-FFE | FALSE
MMIC-405.02 | WORKSTATION: instrument inspection, straight, adjustable height, 900H nom, 800D x 1600W |  |  | 3 | ARCH-FFE | FALSE
MMIC-405.03 | WORKSTATION: instrument inspection, straight, adjustable height, 900H nom, 800D x 1800W |  |  | 3 | ARCH-FFE | FALSE
MMIC-405.04 | WORKSTATION: instrument inspection, straight, adjustable height, 900H nom, 800D x 2100W |  |  | 3 | ARCH-FFE | FALSE
MMIC-414 | WORKSTATION: loan set, straight, adjustable height, 900H nom, 750D |  |  | 3 | ARCH-FFE | FALSE
MMIC-414.01 | WORKSTATION: loan set, straight, adjustable height, 900H nom, 750D x 1500W | MMIC-102 | WORKBENCH: loan set, height adjustable | 3 | ARCH-FFE | FALSE
MMIC-414.02 | WORKSTATION: loan set, straight, adjustable height, 900H nom, 750D x 1600W |  |  | 3 | ARCH-FFE | FALSE
MMIC-414.03 | WORKSTATION: loan set, straight, adjustable height, 900H nom, 750D x 1800W |  |  | 3 | ARCH-FFE | FALSE
MMIC-414.04 | WORKSTATION: loan set, straight, adjustable height, 900H nom, 750D x 2100W |  |  | 3 | ARCH-FFE | FALSE
MMIC-415 | WORKSTATION: loan set, straight, adjustable height, 900H nom, 800D |  |  | 3 | ARCH-FFE | FALSE
MMIC-415.01 | WORKSTATION: loan set, straight, adjustable height, 900H nom, 800D x 1500W |  |  | 3 | ARCH-FFE | FALSE
MMIC-415.02 | WORKSTATION: loan set, straight, adjustable height, 900H nom, 800D x 1600W |  |  | 3 | ARCH-FFE | FALSE
MMIC-415.03 | WORKSTATION: loan set, straight, adjustable height, 900H nom, 800D x 1800W |  |  | 3 | ARCH-FFE | FALSE
MMIC-415.04 | WORKSTATION: loan set, straight, adjustable height, 900H nom, 800D x 2100W |  |  | 3 | ARCH-FFE | FALSE
MMIC-424 | WORKSTATION: sterile stock packing, straight, adjustable height, 900H nom, 750D |  |  | 3 | ARCH-FFE | FALSE
MMIC-424.01 | WORKSTATION: sterile stock packing, straight, adjustable height, 900H nom, 750D x 1500W | MMIC-103 | WORKBENCH: packing, height adjustable | 3 | ARCH-FFE | FALSE
MMIC-424.02 | WORKSTATION: sterile stock packing, straight, adjustable height, 900H nom, 750D x 1600W |  |  | 3 | ARCH-FFE | FALSE
MMIC-424.03 | WORKSTATION: sterile stock packing, straight, adjustable height, 900H nom, 750D x 1800W |  |  | 3 | ARCH-FFE | FALSE
MMIC-424.04 | WORKSTATION: sterile stock packing, straight, adjustable height, 900H nom, 750D x 2100W |  |  | 3 | ARCH-FFE | FALSE
MMIC-425 | WORKSTATION: sterile stock packing, straight, adjustable height, 900H nom, 800D |  |  | 3 | ARCH-FFE | FALSE
MMIC-425.01 | WORKSTATION: sterile stock packing, straight, adjustable height, 900H nom, 800D x 1500W |  |  | 3 | ARCH-FFE | FALSE
MMIC-425.02 | WORKSTATION: sterile stock packing, straight, adjustable height, 900H nom, 800D x 1600W |  |  | 3 | ARCH-FFE | FALSE
MMIC-425.03 | WORKSTATION: sterile stock packing, straight, adjustable height, 900H nom, 800D x 1800W |  |  | 3 | ARCH-FFE | FALSE
MMIC-425.04 | WORKSTATION: sterile stock packing, straight, adjustable height, 900H nom, 800D x 2100W |  |  | 3 | ARCH-FFE | FALSE
MMIC-434 | WORKSTATION: washing / decontamination, straight, adjustable height, 900H nom, 750D, with sink | MMIC-052 | STATION: wash/decontamination, height adj, sink, manual, pre-rinse | 1 | ARCH-FFE | FALSE
MMIC-444 | WORKSTATION: final rinse, straight, adjustable height, 900H nom, 750D, with sink, reverse osmosis | MMIC-051 | STATION: final rinse, sink, Reverse Osmosis | 1 | ARCH-FFE | TRUE
MMIC-451 | MIXER: chemical dosing, over sink | MMIC-041 | MIXER: chemical | 1 | ARCH-FFE | FALSE
MMIC-452 | MIXER: chemical dosing, integral to sink |  |  | 1 | ARCH-FFE | FALSE
MMIC-461 | LIGHT: task, magnifying glass, instrument inspection, wall mounted | MMIC-039 | LIGHT: magnifying, task light | 1 | ARCH-FFE | TRUE
MMIC-462 | LIGHT: task, magnifying glass, instrument inspection, surface mounted |  |  | 3 | ARCH-FFE | FALSE
MMIC-471 | GUN: spray, air | MMIC-028 | GUN: spray, air | 1 | ARCH-FFE | FALSE
MMIC-472 | GUN: spray, water | MMIC-029 | GUN: spray, water | 1 | ARCH-FFE | FALSE
MMIC-476 | HOLDER: spray gun, air | MMIC-037 | HOLDER: air nozzle | 1 | ARCH-FFE | FALSE
MMIC-477 | HOLDER: spray gun, water |  |  | 1 | ARCH-FFE | FALSE
MMIC-481 | DISPENSER: sheet material, roll, sterilizing wrap, benchtop | FIDI-024 | DISPENSER: non-woven wrap | 3 | ARCH-FFE | FALSE
MMIC-482 | DISPENSER: sheet material, roll, sterilizing wrap, wall mounted |  |  | 2 | ARCH-FFE | TRUE
MMIC-486 | RACK: sheet material, sterilizing wrap, benchtop |  |  | 3 | ARCH-FFE | FALSE
MMIC-487 | RACK: sheet material, sterilizing wrap, wall mounted | MMIC-043 | RACK: graduated sterile wrap | 2 | ARCH-FFE | FALSE
MMIC-491 | TROLLEY: transfer, instruments, clean | MMIC-121 | TROLLEY: instruments transfer | 3 | ARCH-FFE | TRUE
MMIC-496 | TROLLEY: transfer, instruments, dirty | MMIC-121 | TROLLEY: instruments transfer | 3 | ARCH-FFE | TRUE
MMLA-001 | DEVICE: analyser, amino acid | MMLA-001 | ANALYSER: amino acid | 3 | ARCH-FFE | FALSE
MMLA-002 | DEVICE: analyser, blood/ gas | MMLA-002 | ANALYSER: blood/gas | 3 | ARCH-FFE | FALSE
MMLA-003 | DEVICE: analyser, blood/ gas, point of care | MMLA-003 | ANALYSER: blood gas, point of care | 3 | ARCH-FFE | FALSE
MMLA-004 | DEVICE: analyser, blood/ gas, portable | MMLA-004 | ANALYSER: blood/gas, portable (i-Stat) | 3 | ARCH-FFE | FALSE
MMLA-005 | DEVICE: analyser, body fat | MMLA-005 | ANALYSER: body fat | 3 | ARCH-FFE | FALSE
MMLA-006 | DEVICE: analyser, integrated chemistry | MMLA-006; MMLA-010 | ANALYSER: chemistry, integrated; ANALYSER: Integrated chemistry | 3 | ARCH-FFE | FALSE
MMLA-008 | DEVICE: analyser, fourier transform infra-red (FTIR) | MMLA-008 | ANALYSER: Fourier, infra-red | 3 | ARCH-FFE | FALSE
MMLA-011 | DEVICE: analyser, pulmonary | MMLA-011 | ANALYSER: pulmonary | 3 | ARCH-FFE | FALSE
MMLA-012 | DEVICE: analyser, sperm | MMLA-012 | ANALYSER: sperm clinical analysis (spermogram) | 3 | ARCH-FFE | FALSE
MMLA-013 | DEVICE: analyser, urinalysis | MMLA-013 | ANALYSER: urinalysis | 3 | ARCH-FFE | FALSE
MMLA-014 | DEVICE: wax bath | MMLA-014 | DEVICE: wax bath | 3 | ARCH-FFE | FALSE
MMLA-015 | DEVICE: boiling unit, bone | MMLA-015 | BOILING UNIT: bones | 2 | ARCH-FFE | FALSE
MMLA-016 | DEVICE: bunsen burner | MMLA-016 | BURNER: bunsen | 3 | ARCH-FFE | FALSE
MMLA-036 | DEVICE: centrifuge | MMLA-036 | CENTRIFUGE: benchtop | 3 | ARCH-FFE | FALSE
MMLA-037 | DEVICE: centrifuge, cell washer | MMLA-037 | CENTRIFUGE: benchtop, cell washer | 3 | ARCH-FFE | FALSE
MMLA-038 | DEVICE: centrifuge, high speed | MMLA-038 | CENTRIFUGE: benchtop, high speed | 3 | ARCH-FFE | FALSE
MMLA-039 | DEVICE: centrifuge, micro | MMLA-039 | CENTRIFUGE: benchtop, micro | 3 | ARCH-FFE | FALSE
MMLA-040 | DEVICE: centrifuge, refrigerated | MMLA-040 | CENTRIFUGE: benchtop, refrigerated | 3 | ARCH-FFE | FALSE
MMLA-042 | DEVICE: chromatography, gas | MMLA-042 | CHROMATOGRAPH: gas | 3 | ARCH-FFE | FALSE
MMLA-044 | DEVICE: laboratory counter, single unit | MMLA-044 | COUNTER: single | 3 | ARCH-FFE | FALSE
MMLA-045 | DEVICE: counter, tablet | MMLA-045 | COUNTER: tablet | 3 | ARCH-FFE | FALSE
MMLA-047 | DEVICE: electrophoresis | MMLA-047 | DEVICE: Electrophoresis, labyrinth | 3 | ARCH-FFE | FALSE
MMLA-057 | DEVICE: laboratory, dry block heater | MMLA-057 | HEATER: dry block, laboratory | 3 | ARCH-FFE | FALSE
MMLA-058 | DEVICE: laboratory, hotplate | MMLA-058 | HOTPLATE: laboratory | 3 | ARCH-FFE | FALSE
MMLA-065 | DEVICE: laboratory, mixer, tube | MMLA-065 | MIXER: tube, laboratory | 3 | ARCH-FFE | FALSE
MMLA-066 | DEVICE: laboratory, mixer, vortex | MMLA-066 | MIXER: vortex, laboratory | 3 | ARCH-FFE | FALSE
MMLA-067 | DEVICE: laboratory, osmometer | MMLA-067 | OSMOMETER: Laboratory | 3 | ARCH-FFE | FALSE
MMLA-073 | DEVICE: laboratory, shaker, platelet | MMLA-073 | SHAKER: platelet, laboratory | 3 | ARCH-FFE | FALSE
MMLA-074 | DEVICE: laboratory, stainer, slide | MMLA-074 | STAINER: slide, laboratory | 3 | ARCH-FFE | FALSE
MMLA-083 | DEVICE: ultramicrotome, section cutter | MMLA-083 | ULTRAMICROTOME: section cutter, ultra-thin | 3 | ARCH-FFE | FALSE
MMLA-084 | DEVICE: warmer, slide | MMLA-084 | WARMER: slide | 3 | ARCH-FFE | FALSE
MMLA-088 | DEVICE: laboratory, mixer, roller |  |  | 3 | ARCH-FFE | FALSE
MMLA-091 | SYSTEM: laboratory, automated microbial identification | MMLA-078 | SYSTEM: automated microbial identification, laboratory | 3 | ARCH-FFE | FALSE
MMLA-092 | SYSTEM: laboratory, chemistry, ortho-clinical diagnostics | MMLA-079 | SYSTEM: chemistry, ortho-clinical diagnostics, laboratory | 3 | ARCH-FFE | FALSE
MMLA-096 | TRANSFUSER: cell saver | MMLA-082 | TRANSFUSER: blood, autologous (Cell Saver) | 3 | ARCH-FFE | FALSE
MMLA-101 | MICROSCOPE: laboratory | MMLA-063 | MICROSCOPE: laboratory | 3 | ARCH-FFE | FALSE
MMLA-106 | MICROSCOPE: laboratory, stereo, bench mount | MMLA-064 | MICROSCOPE: laboratory, stereo, bench mount | 3 | ARCH-FFE | FALSE
MMLA-111 | INCUBATOR: laboratory | MMLA-061 | INCUBATOR: laboratory | 3 | ARCH-FFE | FALSE
MMLA-116 | INCUBATOR: laboratory, carbon dioxide (CO2) | MMLA-060 | INCUBATOR: CO2 | 3 | ARCH-FFE | FALSE
MMLA-121 | CABINET: anaerobic chamber | MMLA-041 | CHAMBER: AnO2 Holding (Laboratory) | 3 | ARCH-FFE | FALSE
MMLA-130 | CABINET: cytotoxic | MMLA-022 | CABINET: cytotoxic | 3 | ARCH-FFE | FALSE
MMLA-141 | CABINET: biological safety, Class I | MMLA-019 | CABINET: biological safety, Class I | 3 | ARCH-FFE | FALSE
MMLA-142 | CABINET: biological safety, Class II | MMLA-020 | CABINET: biological safety, Class II | 3 | ARCH-FFE | FALSE
MMLA-143 | CABINET: biological safety, Class III | MMLA-021 | CABINET: biological safety, Class III | 3 | ARCH-FFE | FALSE
MMLA-151 | CABINET: hazardous goods, small, oxidising | MMLA-023 | CABINET: hazardous goods, small, oxidising | 3 | ARCH-FFE | FALSE
MMLA-152 | CABINET: hazardous goods, small, corrosive | MMLA-024 | CABINET: hazardous goods, small, corrosive | 3 | ARCH-FFE | FALSE
MMLA-153 | CABINET: hazardous goods, small, flammable | MMLA-025 | CABINET: hazardous goods, small, flammable | 3 | ARCH-FFE | FALSE
MMLA-154 | CABINET: hazardous goods, small, toxic | MMLA-027 | CABINET: hazardous goods, small, toxic | 3 | ARCH-FFE | FALSE
MMLA-161 | CABINET: hazardous goods, tall, oxidising | MMLA-031 | CABINET: hazardous goods, tall, oxidising | 3 | ARCH-FFE | FALSE
MMLA-162 | CABINET: hazardous goods, tall, corrosive | MMLA-029 | CABINET: hazardous goods, tall, corrosive | 3 | ARCH-FFE | FALSE
MMLA-163 | CABINET: hazardous goods, tall, flammable | MMLA-030 | CABINET: hazardous goods, tall, flammable | 3 | ARCH-FFE | FALSE
MMLA-164 | CABINET: hazardous goods, tall, toxic | MMLA-032 | CABINET: hazardous goods, tall, toxic | 3 | ARCH-FFE | FALSE
MMLA-171 | CABINET: fume hood, benchtop |  |  | 3 | ARCH-FFE | FALSE
MMLA-172 | CABINET: fume hood, mobile |  |  | 3 | ARCH-FFE | FALSE
MMLA-173 | CABINET: fume hood, floor standing |  |  | 3 | ARCH-FFE | FALSE
MMLA-176 | CABINET: laminar flow, benchtop | MMLA-033 | CABINET: laminar flow | 3 | ARCH-FFE | FALSE
MMLA-177 | CABINET: laminar flow, mobile |  |  | 3 | ARCH-FFE | FALSE
MMLA-178 | CABINET: laminar flow, floor standing |  |  | 3 | ARCH-FFE | FALSE
MMLA-181 | CABINET: pass through, ventilated | MMLA-034 | CABINET: pass through, ventilated | 1 | ARCH-FFE | FALSE
MMLA-190 | METER: hydrogen ion concentration (pH) | MMLA-062 | METER: hydrogen ion concentration (pH) | 3 | ARCH-FFE | FALSE
MMLA-201 | FRIDGE: laboratory, 150L nom, single door, under bench | MMLA-055 | FRIDGE: laboratory, underbench | 3 | ARCH-FFE | FALSE
MMLA-202 | FRIDGE: laboratory, 300L nom, single door | MMLA-054 | FRIDGE: laboratory, floor standing | 3 | ARCH-FFE | FALSE
MMLA-203 | FRIDGE: laboratory, 500L nom, single door |  |  | 3 | ARCH-FFE | FALSE
MMLA-204 | FRIDGE: laboratory, 1000L nom, double door |  |  | 3 | ARCH-FFE | FALSE
MMLA-211 | FRIDGE: blood, 150L nom, single door, under bench |  |  | 3 | ARCH-FFE | FALSE
MMLA-212 | FRIDGE: blood, 200L nom, single door | MMLA-053 | FRIDGE: blood products, single door | 3 | ARCH-FFE | FALSE
MMLA-213 | FRIDGE: blood, 325L nom, single door |  |  | 3 | ARCH-FFE | FALSE
MMLA-214 | FRIDGE: blood, 500L nom, double door | MMLA-052 | FRIDGE: blood products, double door | 3 | ARCH-FFE | FALSE
MMLA-215 | FRIDGE: blood, 1050L nom, double door |  |  | 3 | ARCH-FFE | FALSE
MMLA-216 | FRIDGE: blood, 1300L nom, triple door |  |  | 3 | ARCH-FFE | FALSE
MMLA-251 | FREEZER: laboratory, -20C, 250L nom, single door |  |  | 3 | ARCH-FFE | FALSE
MMLA-252 | FREEZER: laboratory, -20C, 500L nom, single door |  |  | 3 | ARCH-FFE | FALSE
MMLA-261 | FREEZER: laboratory, -30C, 250L nom, single door |  |  | 3 | ARCH-FFE | FALSE
MMLA-262 | FREEZER: laboratory, -30C, 500L nom, single door |  |  | 3 | ARCH-FFE | FALSE
MMLA-272 | FREEZER: laboratory, -86C, 500L nom, single door |  |  | 3 | ARCH-FFE | FALSE
MMLA-281 | FREEZER: dewar, liquid nitrogen, 30L nom, single door |  |  | 3 | ARCH-FFE | FALSE
MMLA-282 | FREEZER: dewar, liquid nitrogen, 100L nom, single door |  |  | 3 | ARCH-FFE | FALSE
MMLA-283 | FREEZER: dewar, liquid nitrogen, 240L nom, single door |  |  | 3 | ARCH-FFE | FALSE
MMLA-301 | WASHER DISINFECTOR: laboratory | MMLA-050 | DISHWASHER: laboratory | 1 | ARCH-FFE | FALSE
MMLA-311 | PROCESSOR: water treatment, laboratory, reverse osmosis (RO) |  |  | 3 | ARCH-FFE | FALSE
MMLA-312 | PROCESSOR: water treatment, laboratory, deioniser | MMLA-046 | DEIONISER: water, purification | 3 | ARCH-FFE | FALSE
MMLA-313 | PROCESSOR: water treatment, laboratory, water distiller |  |  | 3 | ARCH-FFE | FALSE
MMLA-314 | PROCESSOR: water treatment, laboratory, water distiller, reagent grade |  |  | 3 | ARCH-FFE | FALSE
MMLA-321 | OVEN: laboratory, benchtop | MMLA-068 | OVEN: laboratory | 3 | ARCH-FFE | FALSE
MMLA-322 | OVEN: laboratory, floor standing |  |  | 3 | ARCH-FFE | FALSE
MMLA-331 | SCALES: electronic, laboratory, precision |  |  | 3 | ARCH-FFE | FALSE
MMMA-001 | BATH: infant, portable | MMMA-001 | BATH: baby, portable | 3 | ARCH-FFE | FALSE
MMMA-012 | SCALES: digital, infant, benchtop | MMMA-012 | SCALES: electronic, baby | 3 | ARCH-FFE | FALSE
MMMA-016 | INCUBATOR: infant, closed cot, humidicrib | MMMA-006; MMMA-007 | INCUBATOR: infant, closed, humidicrib; INCUBATOR: infant, humidicrib | 3 | ARCH-FFE | TRUE
MMMA-018 | INCUBATOR: infant, open cot | MMMA-008 | INCUBATOR: infant, open, humidicrib | 3 | ARCH-FFE | FALSE
MMMA-019 | INCUBATOR: infant, transport | MMMA-009 | INCUBATOR: infant, transport, humidicrib | 3 | ARCH-FFE | FALSE
MMMA-031 | BASSINET: infant, mobile | FQBS-001 | BASSINET | 3 | ARCH-FFE | FALSE
MMMA-041 | MONITOR: patient, fetal, doppler | MMGE-060 | MONITOR: patient, doppler, foetal | 3 | ARCH-FFE | FALSE
MMMA-051 | DEVICE: patient, fetal, cardiotocography (CTG) | MMMA-031; MMGE-063 | DEVICE: patient, fetal, cardiotocography (CTG), on trolley; MONITOR: patient, foetal, CTG | 3 | ARCH-FFE | FALSE
MMMA-056 | DEVICE: infant, resuscitator |  |  | 3 | ARCH-FFE | FALSE
MMMA-061 | RESUSCITAIRE: infant, mobile | MMMA-015 | RESUSCITAIRE: infant, mobile | 3 | ARCH-FFE | FALSE
MMMA-062 | RESUSCITAIRE: infant, wall mounted | MMMA-016 | RESUSCITAIRE: infant, wall mounted | 2 | ARCH-FFE | FALSE
MMMA-081 | WARMER: infant, overhead, wall mounted | MMMA-002 | HEATER: infant, overhead, fixed | 2 | ARCH-FFE | FALSE
MMMA-082 | WARMER: infant, overhead, mobile | MMMA-003; MMMA-004 | HEATER: infant, overhead, mobile; HEATER: infrared, mobile | 3 | ARCH-FFE | FALSE
MMMA-091 | LIGHT: infant, phototherapy, mobile | MMMA-010 | LIGHT: phototherapy, mobile | 3 | ARCH-FFE | FALSE
MMMA-092 | LIGHT: infant, phototherapy, mobile, with heater | MMMA-005 | HEATER: phototherapy, mobile | 3 | ARCH-FFE | FALSE
MMMA-101 | CHAIR: birthing, shower | MMMA-013 | STOOL: birthing | 3 | ARCH-FFE | FALSE
MMMA-111 | SUPPORT FIXTURE: birthing, mantlepiece, wall mounted | MMMA-017 | MANTLEPIECE: birthing, wall mounted | 2 | ARCH-FFE | FALSE
MMMA-112 | SUPPORT FIXTURE: birthing, mantlepiece, wall mounted, wet area |  |  | 2 | ARCH-FFE | FALSE
MMMA-116 | SUPPORT FIXTURE: birthing, ladder, wall mounted | MMMA-041 | SUPPORT FIXTURE: birthing, ladder, wall mounted | 2 | ARCH-FFE | FALSE
MMMA-117 | SUPPORT FIXTURE: birthing, ladder, wall mounted, wet area | MMMA-019 | SUPPORT FIXTURE: birthing, ladder, wall mounted, wet area | 2 | ARCH-FFE | FALSE
MMMA-121 | SUPPORT FIXTURE: birthing, hook, ceiling mounted | MMMA-043 | SUPPORT FIXTURE: birthing, hook, ceiling mounted | 2 | ARCH-FFE | FALSE
MMMA-122 | SUPPORT FIXTURE: birthing, hook, wall mounted |  |  | 2 | ARCH-FFE | FALSE
MMMA-131 | FRIDGE: milk, 15L nominal, single door, benchtop |  |  | 3 | ARCH-FFE | TRUE
MMMA-132 | FRIDGE: milk, 35L nominal, single door |  |  | 3 | ARCH-FFE | FALSE
MMMA-133 | FRIDGE: milk, 450L nominal, single door |  |  | 3 | ARCH-FFE | FALSE
MMMA-141 | FREEZER: milk, 150L nom, single door, under bench |  |  | 3 | ARCH-FFE | FALSE
MMMA-142 | FREEZER: milk, 450L nom, single door |  |  | 3 | ARCH-FFE | FALSE
MMMT-001 | TABLE: evisceration, autopsy, fixed, height adjustable | MMLA-086 | TABLE: evisceration, height adjustable | 3 | ARCH-FFE | FALSE
MMMT-006 | TABLE: dissection, fixed, height adjustable | MMLA-087 | TABLE: dissection, height adjustable | 3 | ARCH-FFE | FALSE
MMMT-011 | TABLE: viewing, fixed, height adjustable |  |  | 3 | ARCH-FFE | FALSE
MMMT-012 | TABLE: viewing, fixed, fixed height |  |  | 3 | ARCH-FFE | FALSE
MMMT-021 | TROLLEY: mortuary, transport, concealment | MMGE-186 | TROLLEY: mortuary, transport | 3 | ARCH-FFE | FALSE
MMMT-026 | TROLLEY: mortuary, hydraulic stacking | MMGE-133 | TROLLEY: mortuary, hydraulic | 3 | ARCH-FFE | FALSE
MMMT-027 | TROLLEY: mortuary, hydraulic stacking, bariatric |  |  | 3 | ARCH-FFE | FALSE
MMMT-031 | TROLLEY: mortuary, viewing, height adjustable |  |  | 3 | ARCH-FFE | FALSE
MMMT-032 | TROLLEY: mortuary, viewing, fixed height |  |  | 3 | ARCH-FFE | FALSE
MMMT-051 | FRIDGE: body holding, 2 tier |  |  | 2 | ARCH-FFE | FALSE
MMMT-052 | FRIDGE: body holding, 2 tier, large |  |  | 2 | ARCH-FFE | FALSE
MMMT-053 | FRIDGE: body holding, 2 tier, bariatric |  |  | 2 | ARCH-FFE | FALSE
MMMT-054 | FRIDGE: body holding, 3 tier | MMGE-183 | FRIDGE: body holding, triple tier | 2 | ARCH-FFE | FALSE
MMMT-055 | FRIDGE: body holding, 3 tier, large |  |  | 2 | ARCH-FFE | FALSE
MMMT-056 | FRIDGE: body holding, 3 tier, bariatric | MMGE-184 | FRIDGE: body holding, triple tier, bariatric | 2 | ARCH-FFE | FALSE
MMMT-061 | FREEZER: body holding, 2 tier |  |  | 2 | ARCH-FFE | FALSE
MMMT-062 | FREEZER: body holding, 2 tier, large |  |  | 2 | ARCH-FFE | FALSE
MMMT-063 | FREEZER: body holding, 2 tier, bariatric |  |  | 2 | ARCH-FFE | FALSE
MMMT-064 | FREEZER: body holding, 3 tier |  |  | 2 | ARCH-FFE | FALSE
MMMT-065 | FREEZER: body holding, 3 tier, large |  |  | 2 | ARCH-FFE | FALSE
MMMT-066 | FREEZER: body holding, 3 tier, bariatric |  |  | 2 | ARCH-FFE | FALSE
MMMT-071 | RACKING: cool room, body holding, 2 tier |  |  | 2 | ARCH-FFE | FALSE
MMMT-072 | RACKING: cool room, body holding, 2 tier, large |  |  | 2 | ARCH-FFE | FALSE
MMMT-073 | RACKING: cool room, body holding, 2 tier, bariatric |  |  | 2 | ARCH-FFE | FALSE
MMMT-074 | RACKING: cool room, body holding, 3 tier |  |  | 2 | ARCH-FFE | FALSE
MMMT-075 | RACKING: cool room, body holding, 3 tier, large |  |  | 2 | ARCH-FFE | FALSE
MMMT-076 | RACKING: cool room, body holding, 3 tier, bariatric |  |  | 2 | ARCH-FFE | FALSE
MMOP-101 | TABLE: operating, fixed pedestal, electric | MMOP-078 | TABLE: operating, fixed pedestal, electric | 2 | ARCH-MME | FALSE
MMOP-106 | TABLE: operating, mobile, electric | MMOP-080 | TABLE: operating, mobile, electric | 2 | ARCH-MME | TRUE
MMOP-107 | TABLE: operating, mobile, electric, orthopaedic |  |  | 2 | ARCH-MME | FALSE
MMOP-108 | TABLE: operating, mobile, electric, neurology |  |  | 2 | ARCH-MME | FALSE
MMOP-111 | FRAME: operating table, orthopaedic | MMOP-052 | OPERATING TABLE: ortho frame | 2 | ARCH-MME | FALSE
MMOP-121 | STOOL: mobile, operating | MMOP-071; MMGE-167 | STOOL: operating, mobile; CHAIR: surgeon | 3 | ARCH-FFE | TRUE
MMOP-122 | STOOL: mobile, anaesthetic | MMGE-014 | CHAIR: anaesthetist | 3 | ARCH-FFE | TRUE
MMOP-123 | STOOL: mobile, surgeon |  |  | 3 | ARCH-FFE | TRUE
MMOP-131 | LASER: patient positioning, surgical, ceiling mounted | MMOP-036 | LIGHT: positioning, laser | 2 | ARCH-FFE | FALSE
MMOP-132 | LASER: patient positioning, surgical, wall mounted | MMOP-031 | LASER: positioning lights | 2 | ARCH-FFE | FALSE
MMOP-141 | LASER: surgical | MMOP-032 | LASER: surgical | 3 | ARCH-FFE | FALSE
MMOP-142 | LASER: surgical, CO2 | MMOP-033 | LASER: surgical, CO2 | 3 | ARCH-FFE | FALSE
MMOP-143 | LASER: surgical, holmium | MMOP-034 | LASER: surgical, holmium | 3 | ARCH-FFE | FALSE
MMOP-151 | MICROSCOPE: surgical, ENT | MMOP-048 | MICROSCOPE: ENT, surgical | 3 | ARCH-FFE | TRUE
MMOP-152 | MICROSCOPE: surgical, neurosurgical | MMOP-049 | MICROSCOPE: neurosurgical | 3 | ARCH-FFE | FALSE
MMOP-153 | MICROSCOPE: surgical, ophthalmic | MMOP-050 | MICROSCOPE: ophthalmic, surgical | 3 | ARCH-FFE | TRUE
MMOP-154 | MICROSCOPE: surgical, plastic | MMOP-051 | MICROSCOPE: plastic surgery | 3 | ARCH-FFE | FALSE
MMOP-161 | MACHINE: anaesthetic | MMOP-040 | MACHINE: anaesthetic with integral monitors | 3 | ARCH-FFE | TRUE
MMOP-162 | MACHINE: anaesthetic, with patient monitor, high acuity |  |  | 3 | ARCH-FFE | TRUE
MMOP-166 | TROLLEY: anaesthetic | MMOP-085 | TROLLEY: anaesthetic | 3 | ARCH-FFE | TRUE
MMOP-167 | TROLLEY: anaesthetic, paediatric | MMOP-086 | TROLLEY: anaesthetic, paediatric | 3 | ARCH-FFE | FALSE
MMOP-171 | MACHINE: electrosurgical, diathermy | MMOP-043 | MACHINE: electrosurgical, diathermy | 3 | ARCH-FFE | TRUE
MMOP-172 | MACHINE: electrosurgical, diathermy, shortwave | MMOP-044 | MACHINE: electrosurgical, diathermy, shortwave | 3 | ARCH-FFE | FALSE
MMOP-173 | MACHINE: smoke plume evacuation system |  |  | 3 | ARCH-FFE | TRUE
MMOP-175 | MACHINE: evoked response system | MMOP-045 | MACHINE: evoked response system | 3 | ARCH-FFE | FALSE
MMOP-176 | MACHINE: electroconvulsive therapy (ECT) | MMOP-042 | MACHINE: electroconvulsive therapy (ECT) | 3 | ARCH-FFE | FALSE
MMOP-177 | MACHINE: interferential current therapy (IFC) | MMOP-046 | MACHINE: interferential current therapy (IFC) | 3 | ARCH-FFE | FALSE
MMOP-178 | MACHINE: phacoemulsifier | MMOP-047 | MACHINE: Phacoemulsifier | 3 | ARCH-FFE | FALSE
MMOP-181 | DEVICE: argon beam coagulator (ABC) | MMOP-010 | COAGULATOR: argon beam | 3 | ARCH-FFE | TRUE
MMOP-186 | DEVICE: tourniquet, surgical | MMOP-084 | TOURNIQUET: surgical | 3 | ARCH-FFE | FALSE
MMOP-191 | DEVICE: pump, perfusion | MMOP-058 | PUMP: perfusion | 3 | ARCH-FFE | FALSE
MMOP-192 | DEVICE: pump, intra-aortic balloon | MMOP-057 | PUMP: intra-aortic balloon | 3 | ARCH-FFE | FALSE
MMOP-201 | STAND: bowl, double | MMOP-068 | STAND: bowl, double | 3 | ARCH-FFE | TRUE
MMOP-202 | STAND: bowl, single | MMOP-069 | STAND: bowl, single | 3 | ARCH-FFE | TRUE
MMOP-211 | KICKBUCKET: with stand | MMOP-028 | KICKBUCKET & STAND | 3 | ARCH-FFE | TRUE
MMOP-231 | INSTRUMENT: laparoscope | MMOP-083 | TELESCOPE: laparoscope | 3 | ARCH-FFE | FALSE
MMOP-232 | INSTRUMENT: endoscope |  |  | 3 | ARCH-FFE | FALSE
MMOP-233 | INSTRUMENT: bronchoscope | MMOP-021 | ENDOSCOPE: bronchoscope | 3 | ARCH-FFE | FALSE
MMOP-234 | INSTRUMENT: colonoscope | MMOP-022 | ENDOSCOPE: colonoscope | 3 | ARCH-FFE | FALSE
MMOP-235 | INSTRUMENT: gastroscope | MMOP-023 | ENDOSCOPE: gastroscope | 3 | ARCH-FFE | FALSE
MMOP-236 | INSTRUMENT: cystoscope | MMOP-082 | TELESCOPE: cystoscope | 3 | ARCH-FFE | FALSE
MMOP-237 | INSTRUMENT: arthroscope | MMOP-081 | TELESCOPE: arthroscope | 3 | ARCH-FFE | FALSE
MMOP-241 | CAMERA: laparoscopic | MMOP-005 | CAMERA: laparoscopic | 3 | ARCH-FFE | FALSE
MMOP-242 | CAMERA: endoscopic | MMOP-004 | CAMERA: endoscopic | 3 | ARCH-MME | TRUE
MMOP-251 | DEVICE: processor, on laparoscopy stack | MMOP-056 | PROCESSOR: laparoscopic | 2 | ARCH-MME | FALSE
MMOP-252 | DEVICE: processor, on endoscopy stack | MMOP-055 | PROCESSOR: endoscopic | 2 | ARCH-MME | TRUE
MMOP-261 | DEVICE: light source, on laparoscopy stack | MMOP-038 | LIGHT SOURCE: laparoscopic | 2 | ARCH-MME | FALSE
MMOP-262 | DEVICE: light source, on endoscopy stack | MMOP-037 | LIGHT SOURCE: endoscopic | 2 | ARCH-MME | TRUE
MMOP-272 | DEVICE: insufflator, on endoscopy stack | MMOP-026 | INSUFFLATOR: endoscopic | 2 | ARCH-MME | TRUE
MMOP-281 | TROLLEY: laparoscopic stack, equipment | MMOP-089; MMOP-024 | TROLLEY: laparoscopic, equipment; EQUIPMENT STACK: surgical, laparoscopic | 2 | ARCH-MME | FALSE
MMOP-282 | TROLLEY: endoscopy stack, equipment | MMOP-088 | TROLLEY: endoscopic, equipment | 2 | ARCH-MME | TRUE
MMOP-292 | CABINET: endoscopy accessories, hanging | MMOP-062 | RACK: endoscopy accessory, hanging | 3 | ARCH-FFE | FALSE
MMOP-296 | CONTAINER: laproscope, transport | MMOP-013 | CONTAINER: endoscope | 3 | ARCH-FFE | FALSE
MMOP-297 | CONTAINER: endoscope, transport | MMOP-013 | CONTAINER: endoscope | 3 | ARCH-FFE | TRUE
MMOP-301 | DISPLAY SCREEN: digital operating room (DOR) integration, ceiling mounted |  |  | 2 | ARCH-MME | FALSE
MMOP-302 | DISPLAY SCREEN: digital operating room (DOR) integration, wall mounted |  |  | 2 | ARCH-MME | TRUE
MMOP-303 | DISPLAY SCREEN: digital operating room (DOR) integration, pendant mounted |  |  | 2 | ARCH-MME | TRUE
MMOP-311 | CAMERA: patient observation, digital operating room (DOR) integration, ceiling mounted |  |  | 2 | ARCH-MME | TRUE
MMOP-312 | CAMERA: patient observation, digital operating room (DOR) integration, wall mounted |  |  | 2 | ARCH-MME | FALSE
MMOP-313 | CAMERA: patient observation, digital operating room (DOR) integration, pendant mounted |  |  | 2 | ARCH-MME | FALSE
MMOP-316 | CAMERA: surgical field, digital operating room (DOR) integration, integral to operating light |  |  | 2 | ARCH-MME | TRUE
MMOP-321 | MICROPHONE: digital operating room (DOR) integration, ceiling mounted |  |  | 2 | ARCH-MME | FALSE
MMOP-325 | MICROPHONE: digital operating room (DOR) integration, portable |  |  | 2 | ARCH-MME | FALSE
MMOP-331 | SPEAKER: digital operating room (DOR) integration, ceiling recessed |  |  | 2 | ARCH-MME | TRUE
MMOP-341 | CONTROL PANEL: digital operating room (DOR) integration, wall mounted |  |  | 2 | ARCH-MME | TRUE
MMOP-346 | CONTROL PANEL: operating lights, wall mounted |  |  | 2 | ENGG-EL | TRUE
MMOP-351 | PATCH PANEL: digital room operating (DOR) integration, wall mounted |  |  | 2 | ARCH-MME | TRUE
MMOP-352 | PATCH PANEL: digital room operating (DOR) integration, on services pendant |  |  | 2 | ARCH-MME | TRUE
MMOP-361 | OUTLET: digital operating room (DOR) integration, ceiling mounted |  |  | 1 | ENGG-EL | FALSE
MMOP-362 | OUTLET: digital operating room (DOR) integration, wall mounted |  |  | 1 | ENGG-EL | TRUE
MMOP-363 | OUTLET: digital operating room (DOR) integration, on services pendant |  |  | 1 | ENGG-EL | TRUE
MMOP-364 | OUTLET: digital operating room (DOR) integration, on services panel |  |  | 1 | ENGG-EL | FALSE
MMOP-371 | SYSTEM CABINET: digital integration in operating rooms (DOR) |  |  | 2 | ARCH-MME | TRUE
MMOP-401 | MACHINE: surgical waste management system | MMOP-098 | SYSTEM: surgical waste management | 2 | ARCH-FFE | TRUE
MMOP-406 | DOCKING STATION: surgical waste management system | MMOP-020 | DOCKING STATION: surgical waste management system | 2 | ARCH-FFE | TRUE
MMPH-001 | SAFE: dangerous drugs, wall mounted, small | MMGE-088 | SAFE: dangerous drugs, small | 1 | ARCH-FFE | TRUE
MMPH-002 | SAFE: dangerous drugs, wall mounted, medium | MMGE-087 | SAFE: dangerous drugs, medium | 1 | ARCH-FFE | TRUE
MMPH-003 | SAFE: dangerous drugs, wall mounted, large | MMGE-086 | SAFE: dangerous drugs, large | 1 | ARCH-FFE | FALSE
MMPH-004 | SAFE: dangerous drugs, wall mounted, extra large | MMGE-085 | SAFE: dangerous drugs, extra large | 1 | ARCH-FFE | FALSE
MMPH-011 | TROLLEY: medication | MMGE-130 | TROLLEY: medication | 3 | ARCH-FFE | FALSE
MMPH-021 | FRIDGE: medication/ vaccine, 150L nom, single door under bench | MMGE-036 | FRIDGE: drugs, underbench | 3 | ARCH-FFE | TRUE
MMPH-022 | FRIDGE: medication/ vaccine, 300L nom, single door | MMGE-035 | FRIDGE: drugs, small | 3 | ARCH-FFE | TRUE
MMPH-023 | FRIDGE: medication/ vaccine, 500L nom, single door |  |  | 3 | ARCH-FFE | FALSE
MMPH-024 | FRIDGE: medication/ vaccine, 1000L nom, double door | MMGE-034 | FRIDGE: drugs, large | 3 | ARCH-FFE | FALSE
MMPH-041 | CABINET: automated medication dispensing, control unit, low height | MMGE-053 | MEDICATION DISPENSER: automated | 2 | ARCH-MME | FALSE
MMPH-042 | CABINET: automated medication dispensing, control unit, tall |  |  | 2 | ARCH-MME | TRUE
MMPH-046 | CABINET: automated medication dispensing, auxiliary unit, low height |  |  | 2 | ARCH-MME | FALSE
MMPH-047 | CABINET: automated medication dispensing, auxiliary unit, tall |  |  | 2 | ARCH-MME | TRUE
MMPH-051 | CABINET: automated medication dispensing, auxiliary unit, refrigerated, low height |  |  | 2 | ARCH-MME | FALSE
MMPH-052 | CABINET: automated medication dispensing, auxiliary unit, refrigerated, tall |  |  | 2 | ARCH-MME | FALSE
MMPH-061 | CABINET: automated medication dispensing, control unit, low height, mobile | MMGE-106 | TROLLEY: automated medication dispensing | 2 | ARCH-MME | FALSE
MMPH-081 | WORKSTATION SYSTEM: pharmacy, shelving, with integral power and data, softwired | FQDW-048 | WORKSTATION: pharmacy, services spine shelves | 3 | ARCH-FFE | FALSE
MMPH-174 | WORKSTATION: pharmacy, straight, adjustable height, 900H nom, 750D |  |  | 3 | ARCH-FFE | FALSE
MMPH-174.01 | WORKSTATION: pharmacy, straight, adjustable height, 900H nom, 750D x 1800W | FQDW-046 | WORKSTATION: pharmacy,straight, adj height, 1800W x 750D x 900H nom. | 3 | ARCH-FFE | FALSE
MMPH-174.02 | WORKSTATION: pharmacy, straight, adjustable height, 900H nom, 750D x 2100W |  |  | 3 | ARCH-FFE | FALSE
MMPH-175 | WORKSTATION: pharmacy, straight, adjustable height, 900H nom, 800D |  |  | 3 | ARCH-FFE | FALSE
MMPH-175.01 | WORKSTATION: pharmacy, straight, adjustable height, 900H nom, 800D x 1800W |  |  | 3 | ARCH-FFE | FALSE
MMPH-175.02 | WORKSTATION: pharmacy, straight, adjustable height, 900H nom, 800D x 2100W |  |  | 3 | ARCH-FFE | FALSE
MMPM-001 | MONITOR: patient, low acuity, vital signs | MMHA-007; MMGE-072 | MONITOR: patient, cardiac with pulse oximeter; MONITOR: vital signs | 3 | ARCH-FFE | FALSE
MMPM-002 | MONITOR: patient, low acuity, vital signs, on stand, mobile |  |  | 3 | ARCH-FFE | FALSE
MMPM-011 | MONITOR: patient, medium acuity |  |  | 3 | ARCH-FFE | TRUE
MMPM-012 | MONITOR: patient, medium acuity, on stand, mobile |  |  | 3 | ARCH-FFE | TRUE
MMPM-021 | MONITOR: patient, high acuity | MMHA-005; MMHA-008; MMHA-030; MMHA-032 | MONITOR: patient, cardiac; MONITOR: patient, cardiac with vital signs; MONITOR: patient, cardiac, pendant mounted; MONITOR: patient, cardiac, SPECT/CT | 3 | ARCH-FFE | TRUE
MMPM-026 | MONITOR: patient, high acuity, neonatal | MMGE-065 | MONITOR: patient, neonatal | 3 | ARCH-FFE | TRUE
MMPM-041 | MONITOR: patient, cardiac, telemetry | MMHA-006 | MONITOR: patient, cardiac, telemetry | 3 | ARCH-FFE | FALSE
MMPM-051 | MONITOR: patient, slave |  |  | 3 | ARCH-FFE | TRUE
MMPM-061 | MONITOR: patient, doppler, vascular | MMGE-061 | MONITOR: patient, doppler, vascular | 3 | ARCH-FFE | FALSE
MMPM-066 | MONITOR: patient, blood pressure/SPO2 | MMGE-062 | MONITOR: patient, dynamap | 3 | ARCH-FFE | TRUE
MMPM-071 | MONITOR: patient, transcutaneous oxygen | MMGE-071 | MONITOR: transcutaneous oxygen | 3 | ARCH-FFE | FALSE
MMPM-081 | MONITOR: patient, transport | MMGE-067 | MONITOR: patient, portable | 3 | ARCH-FFE | FALSE
MMPM-091 | MONITOR: central patient monitoring station, single display screen | MMHA-009; MMHA-010; MMHA-011; MMGE-187 | MONITOR: patient, central station, CCU; MONITOR: patient, central station, ICU; MONITOR: patient, central station, Obstetric; MONITOR: patient, central monitoring | 3 | ARCH-FFE | FALSE
MMPM-092 | MONITOR: central patient monitoring station, dual display screens |  |  | 3 | ARCH-FFE | TRUE
MMRA-001 | RADIOTHERAPY DEVICE: treatment, linear accelerator | MMRA-004 | LINEAR ACCELERATOR | 2 | ARCH-MME | FALSE
MMRA-011 | CONTROL CONSOLE: linear accelerator, dual display screens, keyboard and mouse, control unit, microphone and speaker, desktop | MMRA-009; MMRA-010 | COMPUTER: linear accelerator control system PC; CONSOLE: control, linear accelerator | 2 | ARCH-MME | FALSE
MMRA-016 | COMPUTER: linear accelerator, central processing unit (CPU) |  |  | 2 | ARCH-MME | FALSE
MMRA-021 | SYSTEM CABINET: linear accelerator | MMRA-007 | CABINET: linear accelerator computer cabinet | 2 | ARCH-MME | FALSE
MMRA-022 | POWER SUPPLY UNIT: uninterruptable power supply (UPS), linear accelerator |  |  | 2 | ARCH-MME | FALSE
MMRA-023 | BOARD: electrical distribution (EDB), linear accelerator |  |  | 2 | ARCH-MME | FALSE
MMRA-031 | SENSOR: entry detection, light curtain, radiotherapy bunker, | MMRA-012 | GATE: light gate, radiotherapy bunker | 1 | ARCH-FFE | FALSE
MMRA-036 | ALARM: entry detection, light gate, radiotherapy bunker, |  |  | 1 | ARCH-FFE | FALSE
MMRA-041 | LASER: patient positioning, radiotherapy, overhead | MMRA-015 | LASER: radiotherapy, ceiling mounted | 2 | ARCH-FFE | FALSE
MMRA-042 | LASER: patient positioning, radiotherapy, overhead, MRI compatible | MMMI-368 | LASER: positioning lights, MRI | 2 | ARCH-FFE | TRUE
MMRA-043 | LASER: patient positioning, radiotherapy, lateral |  |  | 2 | ARCH-FFE | FALSE
MMRA-044 | LASER: patient positioning, radiotherapy, lateral, MRI compatible | MMRA-016 | LASER: radiotherapy, lateral laser | 2 | ARCH-FFE | FALSE
MMRA-045 | LASER: patient positioning, radiotherapy, sagittal |  |  | 2 | ARCH-FFE | FALSE
MMRA-046 | LASER: patient positioning, radiotherapy, sagittal, MRI compatible | MMRA-017 | LASER: radiotherapy, sagittal laser | 2 | ARCH-FFE | FALSE
MMRA-051 | LASER: patient positioning, radiotherapy, lateral and overhead |  |  | 2 | ARCH-FFE | FALSE
MMRA-052 | LASER: patient positioning, radiotherapy, lateral and overhead, MRI compatible |  |  | 2 | ARCH-FFE | FALSE
MMRA-056 | LASER: patient positioning, radiotherapy, table tracking | MMRA-019 | LASER: radiotherapy, couch tracking | 2 | ARCH-FFE | FALSE
MMRA-057 | LASER: patient positioning, radiotherapy, table tracking, MRI compatible |  |  | 2 | ARCH-FFE | FALSE
MMRA-061 | LASER: patient positioning, radiotherapy, bridge | MMRA-014 | LASER: radiotherapy, bridge | 2 | ARCH-FFE | FALSE
MMRA-062 | LASER: patient positioning, radiotherapy, bridge, MRI compatible |  |  | 2 | ARCH-FFE | FALSE
MMRA-071 | DEVICE: surface guided radiation therapy system, ceiling mounted | MMRA-008 | DEVICE: surface guided radiation therapy system | 2 | ARCH-MME | FALSE
MMRA-072 | DEVICE: surface guided radiation therapy system, floor mounted |  |  | 2 | ARCH-MME | FALSE
MMRA-073 | DEVICE: surface guided radiation therapy system, table mounted |  |  | 2 | ARCH-MME | FALSE
MMRA-101 | DEVICE: tester, linear accelerator | MMRA-005 | TESTER: linear accelerator | 2 | ARCH-FFE | FALSE
MMRA-106 | DEVICE: tester, radiotherapy, daily QA | MMRA-011 | DEVICE: radiotherapy, daily QA | 3 | ARCH-FFE | FALSE
MMRA-111 | DEVICE: treatment, brachytherapy | MMRA-002 | DEVICE: brachytherapy | 2 | ARCH-MME | FALSE
MMRA-112 | DEVICE: treatment, brachytherapy, radioactive seed delivery | MMRA-003 | DEVICE: radioactive seed delivery | 2 | ARCH-MME | FALSE
MMRA-151 | DEVICE: oven, thermoplastic warming, radiotherapy moulds | MMRA-020 | OVEN: thermoplastic warming | 2 | ARCH-FFE | FALSE
MMRA-191 | ACCESS PANEL: penetration, medical physics port | MMRA-006 | ACCESS PANEL: medical physics port | 1 | ARCH-FFE | FALSE
MMSP-051 | MEDICAL SERVICES PANEL: wall mounted | MMSP-026 | SERVICES PANEL: wall mounted | 1 | PKGE | TRUE
MMSP-052 | MEDICAL SERVICES PANEL: joinery mounted |  |  | 1 | PKGE | FALSE
MMSP-053 | MEDICAL SERVICES PANEL: surface mounted | MMSP-025 | SERVICES PANEL: special | 1 | PKGE | FALSE
MMSP-081 | LIGHT: single arm, 1 light head, operating, ceiling mounted | MMSP-037; MMSP-029; MMSP-030 | LIGHT: operating, single, 550 diam nom. pendant mounted; LIGHT: operating, single, 550 diam nom.; LIGHT: operating, single, 950 diam nom. | 2 | ARCH-MME | TRUE
MMSP-082 | LIGHT: double arm, 2 light heads, operating, ceiling mounted | MMSP-027; MMSP-028 | LIGHT: operating, 2 arm, 550/550 diam nom.; LIGHT: operating, 2 arm, 950/550 diam nom. | 2 | ARCH-MME | FALSE
MMSP-091 | LIGHT HEAD: operating, articulated arm, pendant mounted |  |  | 2 | PKGE | TRUE
MMSP-101 | MEDICAL SERVICES PENDANT: single arm, horizontal services head | MMSP-015; MMSP-016 | PENDANT: single, anaesthetic (fixed or adjustable height); PENDANT: single, equipment (fixed or adjustable height) | 2 | PKGE | TRUE
MMSP-102 | MEDICAL SERVICES PENDANT: single arm, vertical services head | MMSP-015; MMSP-017; MMSP-018; MMSP-034 | PENDANT: single, anaesthetic (fixed or adjustable height); PENDANT: single, perfusion (fixed or adjustable height); PENDANT: single, wet and dry combination (fixed or adjustable height); PENDANT: single, dual arm, surgical & anaesthetic combined (fixed or adjustable height) | 2 | PKGE | TRUE
MMSP-104 | MEDICAL SERVICES PENDANT: single arm, display screen | MMSP-035 | PENDANT: single, dual arm, display screen | 2 | PKGE | TRUE
MMSP-105 | MEDICAL SERVICES PENDANT: single arm, dual display screens | MMSP-036 | PENDANT: single, dual arm, dual display screen | 2 | PKGE | TRUE
MMSP-108 | MEDICAL SERVICES PENDANT: single arm, radiation shield |  |  | 2 | PKGE | TRUE
MMSP-201 | MEDICAL SERVICES PENDANT: double arm, horizontal services head / horizontal services head | MMSP-020 | PENDANT: tandem, services (fixed or adjustable height) | 2 | PKGE | FALSE
MMSP-202 | MEDICAL SERVICES PENDANT: double arm, horizontal services head / vertical services head | MMSP-019 | PENDANT: tandem, equipment and anaestethic (fixed or adjustable height) | 2 | PKGE | FALSE
MMSP-203 | MEDICAL SERVICES PENDANT: double arm, horizontal services head / 1 light head, operating |  |  | 2 | PKGE | FALSE
MMSP-204 | MEDICAL SERVICES PENDANT: double arm, horizontal services head / display screen |  |  | 2 | PKGE | FALSE
MMSP-205 | MEDICAL SERVICES PENDANT: double arm, horizontal services head / dual display screens |  |  | 2 | PKGE | FALSE
MMSP-208 | MEDICAL SERVICES PENDANT: double arm, horizontal services head / radiation shield |  |  | 2 | PKGE | FALSE
MMSP-212 | MEDICAL SERVICES PENDANT: double arm, vertical services head / vertical services head |  |  | 2 | PKGE | TRUE
MMSP-212.01 | SERVICES HEAD: vertical, to arm 1 |  |  | 2 | PKGE | TRUE
MMSP-212.02 | SERVICES HEAD: vertical, to arm 2 |  |  | 2 | PKGE | TRUE
MMSP-213 | MEDICAL SERVICES PENDANT: double arm, vertical services head / 1 light head, operating |  |  | 2 | PKGE | FALSE
MMSP-214 | MEDICAL SERVICES PENDANT: double arm, vertical services head / display screen |  |  | 2 | PKGE | FALSE
MMSP-215 | MEDICAL SERVICES PENDANT: double arm, vertical services head / dual display screens |  |  | 2 | PKGE | FALSE
MMSP-218 | MEDICAL SERVICES PENDANT: double arm, vertical services head / radiation shield |  |  | 2 | PKGE | FALSE
MMSP-224 | MEDICAL SERVICES PENDANT: double arm, 1 light head, operating / display screen | MMSP-033 | LIGHT: operating, 2 arm, light 700 diam nom. / arm for display screen | 2 | PKGE | TRUE
MMSP-225 | MEDICAL SERVICES PENDANT: double arm, 1 light head, operating / dual display screens |  |  | 2 | PKGE | FALSE
MMSP-228 | MEDICAL SERVICES PENDANT: double arm, 1 light head, operating / radiation shield |  |  | 2 | PKGE | FALSE
MMSP-234 | MEDICAL SERVICES PENDANT: double arm, display screen / display screen |  |  | 2 | PKGE | FALSE
MMSP-235 | MEDICAL SERVICES PENDANT: double arm, display screen / dual display screens |  |  | 2 | PKGE | FALSE
MMSP-238 | MEDICAL SERVICES PENDANT: double arm, display screen / radiation shield |  |  | 2 | PKGE | FALSE
MMSP-245 | MEDICAL SERVICES PENDANT: double arm, dual display screens / dual display screens |  |  | 2 | PKGE | FALSE
MMSP-248 | MEDICAL SERVICES PENDANT: double arm, dual display screens / radiation shield |  |  | 2 | PKGE | FALSE
MMTR-001 | TROLLEY: stainless steel, 490W x 490D x 900H nom |  |  | 3 | ARCH-FFE | FALSE
MMTR-001.01 | TROLLEY: stainless steel, 490W x 490D x 900H nom, 1 tier | FQSM-035 | TROLLEY: small | 3 | ARCH-FFE | FALSE
MMTR-001.02 | TROLLEY: stainless steel, 490W x 490D x 900H nom, 2 tier | FQSM-017 | TROLLEY: 2 tier/shelf | 3 | ARCH-FFE | TRUE
MMTR-001.03 | TROLLEY: stainless steel, 490W x 490D x 900H nom, 1 drawer |  |  | 3 | ARCH-FFE | FALSE
MMTR-001.04 | TROLLEY: stainless steel, 490W x 490D x 900H nom, 2 drawer |  |  | 3 | ARCH-FFE | FALSE
MMTR-002 | TROLLEY: stainless steel, 600W x 490D x 900H nom |  |  | 3 | ARCH-FFE | FALSE
MMTR-002.01 | TROLLEY: stainless steel, 600W x 490D x 900H nom, 1 tier |  |  | 3 | ARCH-FFE | FALSE
MMTR-002.02 | TROLLEY: stainless steel, 600W x 490D x 900H nom, 2 tier |  |  | 3 | ARCH-FFE | FALSE
MMTR-002.03 | TROLLEY: stainless steel, 600W x 490D x 900H nom, 1 drawer |  |  | 3 | ARCH-FFE | FALSE
MMTR-002.04 | TROLLEY: stainless steel, 600W x 490D x 900H nom, 2 drawer |  |  | 3 | ARCH-FFE | FALSE
MMTR-002.05 | TROLLEY: stainless steel, 600W x 490D x 900H nom, 3 drawer |  |  | 3 | ARCH-FFE | FALSE
MMTR-002.06 | TROLLEY: stainless steel, 600W x 490D x 900H nom, 4 drawer |  |  | 3 | ARCH-FFE | FALSE
MMTR-002.07 | TROLLEY: stainless steel, 600W x 490D x 900H nom, 5 drawer |  |  | 3 | ARCH-FFE | TRUE
MMTR-003 | TROLLEY: stainless steel, 750W x 490D x 900H nom |  |  | 3 | ARCH-FFE | FALSE
MMTR-003.01 | TROLLEY: stainless steel, 750W x 490D x 900H nom, 1 tier |  |  | 3 | ARCH-FFE | FALSE
MMTR-003.02 | TROLLEY: stainless steel, 750W x 490D x 900H nom, 2 tier |  |  | 3 | ARCH-FFE | TRUE
MMTR-003.03 | TROLLEY: stainless steel, 750W x 490D x 900H nom, 1 drawer |  |  | 3 | ARCH-FFE | FALSE
MMTR-003.04 | TROLLEY: stainless steel, 750W x 490D x 900H nom, 2 drawer |  |  | 3 | ARCH-FFE | FALSE
MMTR-004 | TROLLEY: stainless steel, 900W x 490D x 900H nom |  |  | 3 | ARCH-FFE | FALSE
MMTR-004.01 | TROLLEY: stainless steel, 900W x 490D x 900H nom, 1 tier |  |  | 3 | ARCH-FFE | FALSE
MMTR-004.02 | TROLLEY: stainless steel, 900W x 490D x 900H nom, 2 tier | FQSM-016 | TROLLEY | 3 | ARCH-FFE | TRUE
MMTR-004.03 | TROLLEY: stainless steel, 900W x 490D x 900H nom, 1 drawer |  |  | 3 | ARCH-FFE | FALSE
MMTR-004.04 | TROLLEY: stainless steel, 900W x 490D x 900H nom, 2 drawer |  |  | 3 | ARCH-FFE | FALSE
MMTR-011 | TROLLEY: stainless steel, wire mesh drawers, 490W x 490D x 900H nom | FQSM-020 | TROLLEY: chrome wire mesh | 3 | ARCH-FFE | FALSE
MMTR-011.01 | TROLLEY: stainless steel, wire mesh drawers, 490W x 490D x 900H nom, 3 drawers |  |  | 3 | ARCH-FFE | FALSE
MMTR-011.02 | TROLLEY: stainless steel, wire mesh drawers, 490W x 490D x 900H nom, 4 drawers |  |  | 3 | ARCH-FFE | FALSE
MMTR-012 | TROLLEY: stainless steel, wire mesh drawers, 600W x 490D x 900H nom | FQSM-020 | TROLLEY: chrome wire mesh | 3 | ARCH-FFE | FALSE
MMTR-012.01 | TROLLEY: stainless steel, wire mesh drawers, 600W x 490D x 900H nom, 3 drawers |  |  | 3 | ARCH-FFE | FALSE
MMTR-012.02 | TROLLEY: stainless steel, wire mesh drawers, 600W x 490D x 900H nom, 4 drawers |  |  | 3 | ARCH-FFE | FALSE
MMTR-013 | TROLLEY: stainless steel, wire mesh drawers, 900W x 490D x 900H nom | FQSM-018 | TROLLEY: basket | 3 | ARCH-FFE | FALSE
MMTR-013.01 | TROLLEY: stainless steel, wire mesh drawers, 900W x 490D x 900H nom, 3 drawers |  |  | 3 | ARCH-FFE | TRUE
MMTR-013.02 | TROLLEY: stainless steel, wire mesh drawers, 900W x 490D x 900H nom, 4 drawers |  |  | 3 | ARCH-FFE | TRUE
MMTR-021 | TROLLEY: stainless steel, set of 3, nested | FQSM-043 | TROLLEY: nested, set of 3, underbench | 3 | ARCH-FFE | FALSE
MMTR-051 | TROLLEY: airway/intubation, 490W x 490D x 900H nom |  |  | 3 | ARCH-FFE | FALSE
MMTR-052 | TROLLEY: airway/intubation, 600W x 490D x 900H nom | MMGE-126 | TROLLEY: intubation | 3 | ARCH-FFE | TRUE
MMTR-053 | TROLLEY: airway/intubation, 750W x 490D x 900H nom |  |  | 3 | ARCH-FFE | TRUE
MMTR-056 | TROLLEY: cannulation, 490W x 490D x 900H nom |  |  | 3 | ARCH-FFE | TRUE
MMTR-057 | TROLLEY: cannulation, 600W x 490D x 900H nom |  |  | 3 | ARCH-FFE | FALSE
MMTR-058 | TROLLEY: cannulation, 750W x 490D x 900H nom |  |  | 3 | ARCH-FFE | FALSE
MMTR-061 | TROLLEY: dressing, 490W x 490D x 900H nom | MMGE-113 | TROLLEY: dressing | 3 | ARCH-FFE | FALSE
MMTR-062 | TROLLEY: dressing, 600W x 490D x 900H nom | MMGE-114 | TROLLEY: dressing, 1 drawer | 3 | ARCH-FFE | TRUE
MMTR-063 | TROLLEY: dressing, 750W x 490D x 900H nom | MMGE-115 | TROLLEY: dressing, 2 drawer | 3 | ARCH-FFE | TRUE
MMTR-066 | TROLLEY: epidural, 490W x 490D x 900H nom | MMGE-118 | TROLLEY: epidural, 2 drawers | 3 | ARCH-FFE | FALSE
MMTR-067 | TROLLEY: epidural, 600W x 490D x 900H nom |  |  | 3 | ARCH-FFE | FALSE
MMTR-068 | TROLLEY: epidural, 750W x 490D x 900H nom |  |  | 3 | ARCH-FFE | FALSE
MMTR-071 | TROLLEY: equipment, 490W x 490D x 900H nom | MMGE-119 | TROLLEY: equipment | 3 | ARCH-FFE | TRUE
MMTR-072 | TROLLEY: equipment, 600W x 490D x 900H nom | MMGE-128 | TROLLEY: medical equipment | 3 | ARCH-FFE | TRUE
MMTR-073 | TROLLEY: equipment, 750W x 490D x 900H nom |  |  | 3 | ARCH-FFE | FALSE
MMTR-074 | TROLLEY: equipment, 900W x 490D x 900H nom |  |  | 3 | ARCH-FFE | FALSE
MMTR-076 | TROLLEY: instruments, 490W x 490D x 900H nom |  |  | 3 | ARCH-FFE | FALSE
MMTR-077 | TROLLEY: instruments, 600W x 490D x 900H nom | MMGE-123 | TROLLEY: instrument | 3 | ARCH-FFE | TRUE
MMTR-078 | TROLLEY: instruments, 750W x 490D x 900H nom |  |  | 3 | ARCH-FFE | FALSE
MMTR-079 | TROLLEY: instruments, 900W x 490D x 900H nom | MMGE-124 | TROLLEY: instrument, large | 3 | ARCH-FFE | FALSE
MMTR-081 | TROLLEY: intravenous, 490W x 490D x 900H nom |  |  | 3 | ARCH-FFE | TRUE
MMTR-082 | TROLLEY: intravenous, 600W x 490D x 900H nom |  |  | 3 | ARCH-FFE | FALSE
MMTR-083 | TROLLEY: intravenous, 750W x 490D x 900H nom | MMGE-125 | TROLLEY: intravenous | 3 | ARCH-FFE | FALSE
MMTR-084 | TROLLEY: intravenous, 900W x 490D x 900H nom |  |  | 3 | ARCH-FFE | FALSE
MMTR-086 | TROLLEY: phlebotomy, 490W x 490D x 900H nom | MMGE-112 | TROLLEY: collection | 3 | ARCH-FFE | FALSE
MMTR-087 | TROLLEY: phlebotomy, 600W x 490D x 900H nom | MMGE-189 | TROLLEY: phlebotomy 600W x 490D x 900H nominal | 3 | ARCH-FFE | FALSE
MMTR-088 | TROLLEY: phlebotomy, 750W x 490D x 900H nom |  |  | 3 | ARCH-FFE | FALSE
MMTR-091 | TROLLEY: procedure, 490W x 490D x 900H nom |  |  | 3 | ARCH-FFE | FALSE
MMTR-092 | TROLLEY: procedure, 600W x 490D x 900H nom | MMGE-146 | TROLLEY: suture | 3 | ARCH-FFE | TRUE
MMTR-093 | TROLLEY: procedure, 750W x 490D x 900H nom | MMGE-147 | TROLLEY: treatment | 3 | ARCH-FFE | FALSE
MMTR-094 | TROLLEY: procedure, 900W x 490D x 900H nom | MMGE-139 | TROLLEY: procedure | 3 | ARCH-FFE | TRUE
MMTR-096 | TROLLEY: scout, 490W x 490D x 900H nom |  |  | 3 | ARCH-FFE | TRUE
MMTR-097 | TROLLEY: scout, 600W x 490D x 900H nom |  |  | 3 | ARCH-FFE | FALSE
MMTR-098 | TROLLEY: scout, 750W x 490D x 900H nom |  |  | 3 | ARCH-FFE | FALSE
MMTR-099 | TROLLEY: scout, 900W x 490D x 900H nom |  |  | 3 | ARCH-FFE | FALSE
MMTR-101 | TROLLEY: set-up, 490W x 490D x 900H nom | MMGE-138 | TROLLEY: preparation | 3 | ARCH-FFE | FALSE
MMTR-102 | TROLLEY: set-up, 600W x 490D x 900H nom |  |  | 3 | ARCH-FFE | FALSE
MMTR-103 | TROLLEY: set-up, 750W x 490D x 900H nom |  |  | 3 | ARCH-FFE | FALSE
MMTR-104 | TROLLEY: set-up, 900W x 490D x 900H nom | MMOP-093 | TROLLEY: set-up | 3 | ARCH-FFE | TRUE
MMTR-108 | TROLLEY: set-up, table 1250W x 800D x 900H nom |  |  | 3 | ARCH-FFE | TRUE
MMTR-121 | TROLLEY: gowns/scrubs, 1060W x 490D x 1830H nominal | MMGE-122 | TROLLEY: gowns | 3 | ARCH-FFE | FALSE
MMTR-122 | TROLLEY: gowns/scrubs, 1220W x 490D x 1830H nominal |  |  | 3 | ARCH-FFE | FALSE
MMTR-123 | TROLLEY: gowns/scrubs, 1220W x 610D x 1830H nominal |  |  | 3 | ARCH-FFE | TRUE
MMTR-141 | TROLLEY: plaster | MMAH-028 | TROLLEY: plaster | 3 | ARCH-FFE | TRUE
MMTR-151 | TROLLEY: panel for storage baskets, mobile, single sided | FQSM-036 | TROLLEY: storage basket | 3 | ARCH-FFE | TRUE
MMTR-152 | TROLLEY: panel for storage baskets, mobile, double sided |  |  | 3 | ARCH-FFE | FALSE
MMTR-161 | TROLLEY: case cart |  |  | 3 | ARCH-FFE | FALSE
MMTR-171 | TROLLEY: mayo table | MMOP-076 | TABLE: mayo | 3 | ARCH-FFE | TRUE
MMTR-191 | TROLLEY: medical records | MMGE-108; MMGE-129; MMGE-140 | TROLLEY: chart; TROLLEY: medical records; TROLLEY: records | 3 | ARCH-FFE | FALSE
MMTR-201 | TROLLEY: cylinder, medical gas, C Size, single | MMGE-134 | TROLLEY: oxygen cylinder | 3 | ARCH-FFE | FALSE
MMTR-204 | TROLLEY: cylinder, medical gas, C Size, 9 x clyinders capacity |  |  | 3 | ARCH-FFE | FALSE
MMTR-205 | TROLLEY: cylinder, medical gas, C Size, 12 x clyinders capacity |  |  | 3 | ARCH-FFE | FALSE
MMTR-211 | TROLLEY: cylinder, medical gas, D Size, single |  |  | 3 | ARCH-FFE | FALSE
MMTR-221 | TROLLEY: cylinder, medical gas, E Size, single |  |  | 3 | ARCH-FFE | FALSE
MMTR-241 | TROLLEY: cylinder, medical gas, G Size, single |  |  | 3 | ARCH-FFE | FALSE

## WI
Australasian Health Facility Guidelines
ICS DATA SHEET: WINDOWS (WI)
PENDING AUSHFG REVIT MODEL UPDATE
Item Code | Item Description | ICS v1.11 Item Code(s) | ICS v1.11 Item Description(s) | Budget Group | Responsibility | In use within Standard Components | AusHFG Revit Content: Family Name | AusHFG Revit Content: Type Name
WIFX-001 | WINDOW: fixed, internal, single glazed, sill at floor level |  |  | 1 | WIND | FALSE
WIFX-001.01 | WINDOW: fixed, internal, single glazed, sill at floor level |  |  | 1 | WIND | FALSE
WIFX-001.02 | WINDOW: fixed, internal, single glazed, sill at floor level, switchable privacy glass |  |  | 1 | WIND | FALSE
WIFX-001.03 | WINDOW: fixed, internal, single glazed, sill at floor level, shielded, lead glass |  |  | 1 | WIND | FALSE
WIFX-002 | WINDOW: fixed, internal, single glazed, sill at skirting level |  |  | 1 | WIND | FALSE
WIFX-002.01 | WINDOW: fixed, internal, single glazed, sill at skirting level | DWOB-002 | OBSERVATION: internal window, alum/glass, door height, powdercoat | 1 | WIND | TRUE
WIFX-002.02 | WINDOW: fixed, internal, single glazed, sill at skirting level, switchable privacy glass |  |  | 1 | WIND | FALSE
WIFX-002.03 | WINDOW: fixed, internal, single glazed, sill at skirting level, shielded, lead glass |  |  | 1 | WIND | FALSE
WIFX-003 | WINDOW: fixed, internal, single glazed, sill at 300H |  |  | 1 | WIND | FALSE
WIFX-003.01 | WINDOW: fixed, internal, single glazed, sill at 300H |  |  | 1 | WIND | FALSE
WIFX-003.02 | WINDOW: fixed, internal, single glazed, sill at 300H, switchable privacy glass |  |  | 1 | WIND | FALSE
WIFX-003.03 | WINDOW: fixed, internal, single glazed, sill at 300H, shielded, lead glass |  |  | 1 | WIND | FALSE
WIFX-004 | WINDOW: fixed, internal, single glazed, sill at 450H |  |  | 1 | WIND | FALSE
WIFX-004.01 | WINDOW: fixed, internal, single glazed, sill at 450H |  |  | 1 | WIND | FALSE
WIFX-004.02 | WINDOW: fixed, internal, single glazed, sill at 450H, switchable privacy glass |  |  | 1 | WIND | FALSE
WIFX-004.03 | WINDOW: fixed, internal, single glazed, sill at 450H, shielded, lead glass |  |  | 1 | WIND | FALSE
WIFX-005 | WINDOW: fixed, internal, single glazed, sill at 600H |  |  | 1 | WIND | FALSE
WIFX-005.01 | WINDOW: fixed, internal, single glazed, sill at 600H |  |  | 1 | WIND | FALSE
WIFX-005.02 | WINDOW: fixed, internal, single glazed, sill at 600H, switchable privacy glass |  |  | 1 | WIND | FALSE
WIFX-005.03 | WINDOW: fixed, internal, single glazed, sill at 600H, shielded, lead glass |  |  | 1 | WIND | FALSE
WIFX-006 | WINDOW: fixed, internal, single glazed, sill at 750H |  |  | 1 | WIND | FALSE
WIFX-006.01 | WINDOW: fixed, internal, single glazed, sill at 750H | DWOB-005 | OBSERVATION: internal window, alum/glass, powdercoat | 1 | WIND | FALSE
WIFX-006.02 | WINDOW: fixed, internal, single glazed, sill at 750H, switchable privacy glass |  |  | 1 | WIND | FALSE
WIFX-006.03 | WINDOW: fixed, internal, single glazed, sill at 750H, shielded, lead glass | DWOB-009 | OBSERVATION: internal window, lead glass, clear | 1 | WIND | FALSE
WIFX-007 | WINDOW: fixed, internal, single glazed, sill at 900H |  |  | 1 | WIND | FALSE
WIFX-007.01 | WINDOW: fixed, internal, single glazed, sill at 900H | DWOB-003; DWOB-004; DWOB-016; DWOB-007 | OBSERVATION: internal window, alum/glass, double glazed, integral venetian blind, powdercoat; OBSERVATION: internal window, alum/glass, internal blinds, powdercoat; OBSERVATION: internal window, alum/safety glass, one way, powdercoat; OBSERVATION: internal window, alum/safety glass, powdercoat/paint | 1 | WIND | TRUE
WIFX-007.02 | WINDOW: fixed, internal, single glazed, sill at 900H, switchable privacy glass |  |  | 1 | WIND | FALSE
WIFX-007.03 | WINDOW: fixed, internal, single glazed, sill at 900H, shielded, lead glass |  |  | 1 | WIND | TRUE
WIFX-008 | WINDOW: fixed, internal, single glazed, sill at 1050H |  |  | 1 | WIND | FALSE
WIFX-008.01 | WINDOW: fixed, internal, single glazed, sill at 1050H | DWOB-001; DWOB-006 | OBSERVATION: internal window; OBSERVATION: internal window, alum/safety glass, double glazed, integral venetian blind, powdercoat | 1 | WIND | TRUE
WIFX-008.02 | WINDOW: fixed, internal, single glazed, sill at 1050H, switchable privacy glass |  |  | 1 | WIND | FALSE
WIFX-008.03 | WINDOW: fixed, internal, single glazed, sill at 1050H, shielded, lead glass |  |  | 1 | WIND | TRUE
WIFX-008.04 | WINDOW: fixed, internal, single glazed, sill at 1050H, radio frequency shielding |  |  | 1 | WIND | TRUE
WIFX-009 | WINDOW: fixed, internal, single glazed, sill at 1200H |  |  | 1 | WIND | FALSE
WIFX-009.01 | WINDOW: fixed, internal, single glazed, sill at 1200H |  |  | 1 | WIND | TRUE
WIFX-009.02 | WINDOW: fixed, internal, single glazed, sill at 1200H, switchable privacy glass |  |  | 1 | WIND | FALSE
WIFX-009.03 | WINDOW: fixed, internal, single glazed, sill at 1200H, shielded, lead glass |  |  | 1 | WIND | FALSE
WIFX-010 | WINDOW: fixed, internal, single glazed, sill at 1350H |  |  | 1 | WIND | FALSE
WIFX-010.01 | WINDOW: fixed, internal, single glazed, sill at 1350H |  |  | 1 | WIND | FALSE
WIFX-010.02 | WINDOW: fixed, internal, single glazed, sill at 1350H, switchable privacy glass |  |  | 1 | WIND | FALSE
WIFX-010.03 | WINDOW: fixed, internal, single glazed, sill at 1350H, shielded, lead glass |  |  | 1 | WIND | FALSE
WIFX-011 | WINDOW: fixed, internal, single glazed, sill at 1500H |  |  | 1 | WIND | FALSE
WIFX-011.01 | WINDOW: fixed, internal, single glazed, sill at 1500H |  |  | 1 | WIND | FALSE
WIFX-011.02 | WINDOW: fixed, internal, single glazed, sill at 1500H, switchable privacy glass |  |  | 1 | WIND | FALSE
WIFX-011.03 | WINDOW: fixed, internal, single glazed, sill at 1500H, shielded, lead glass |  |  | 1 | WIND | FALSE
WIFX-012 | WINDOW: fixed, internal, single glazed, sill at 1650H |  |  | 1 | WIND | FALSE
WIFX-012.01 | WINDOW: fixed, internal, single glazed, sill at 1650H |  |  | 1 | WIND | FALSE
WIFX-012.02 | WINDOW: fixed, internal, single glazed, sill at 1650H, switchable privacy glass |  |  | 1 | WIND | FALSE
WIFX-012.03 | WINDOW: fixed, internal, single glazed, sill at 1650H, shielded, lead glass |  |  | 1 | WIND | FALSE
WIFX-013 | WINDOW: fixed, internal, single glazed, sill at 1800H |  |  | 1 | WIND | FALSE
WIFX-013.01 | WINDOW: fixed, internal, single glazed, sill at 1800H |  |  | 1 | WIND | FALSE
WIFX-013.02 | WINDOW: fixed, internal, single glazed, sill at 1800H, switchable privacy glass |  |  | 1 | WIND | FALSE
WIFX-013.03 | WINDOW: fixed, internal, single glazed, sill at 1800H, shielded, lead glass |  |  | 1 | WIND | FALSE
WIFX-051 | WINDOW: fixed, internal, double glazed, sill at floor level |  |  | 1 | WIND | FALSE
WIFX-051.01 | WINDOW: fixed, internal, double glazed, sill at floor level |  |  | 1 | WIND | FALSE
WIFX-051.02 | WINDOW: fixed, internal, double glazed, sill at floor level, switchable privacy glass |  |  | 1 | WIND | FALSE
WIFX-051.03 | WINDOW: fixed, internal, double glazed, sill at floor level, shielded, lead glass |  |  | 1 | WIND | FALSE
WIFX-051.04 | WINDOW: fixed, internal, double glazed, sill at floor level, with integral blind |  |  | 1 | WIND | FALSE
WIFX-051.05 | WINDOW: fixed, internal, double glazed, sill at floor level, shielded, lead glass, with integral blind |  |  | 1 | WIND | FALSE
WIFX-052 | WINDOW: fixed, internal, double glazed, sill at skirting level |  |  | 1 | WIND | FALSE
WIFX-052.01 | WINDOW: fixed, internal, double glazed, sill at skirting level |  |  | 1 | WIND | FALSE
WIFX-052.02 | WINDOW: fixed, internal, double glazed, sill at skirting level, switchable privacy glass |  |  | 1 | WIND | FALSE
WIFX-052.03 | WINDOW: fixed, internal, double glazed, sill at skirting level, shielded, lead glass |  |  | 1 | WIND | FALSE
WIFX-052.04 | WINDOW: fixed, internal, double glazed, sill at skirting level, with integral blind |  |  | 1 | WIND | FALSE
WIFX-052.05 | WINDOW: fixed, internal, double glazed, sill at skirting level, shielded, lead glass, with integral blind |  |  | 1 | WIND | FALSE
WIFX-053 | WINDOW: fixed, internal, double glazed, sill at 300H |  |  | 1 | WIND | FALSE
WIFX-053.01 | WINDOW: fixed, internal, double glazed, sill at 300H |  |  | 1 | WIND | FALSE
WIFX-053.02 | WINDOW: fixed, internal, double glazed, sill at 300H, switchable privacy glass |  |  | 1 | WIND | FALSE
WIFX-053.03 | WINDOW: fixed, internal, double glazed, sill at 300H, shielded, lead glass |  |  | 1 | WIND | FALSE
WIFX-053.04 | WINDOW: fixed, internal, double glazed, sill at 300H, with integral blind |  |  | 1 | WIND | FALSE
WIFX-053.05 | WINDOW: fixed, internal, double glazed, sill at 300H, shielded, lead glass, with integral blind |  |  | 1 | WIND | FALSE
WIFX-054 | WINDOW: fixed, internal, double glazed, sill at 450H |  |  | 1 | WIND | FALSE
WIFX-054.01 | WINDOW: fixed, internal, double glazed, sill at 450H |  |  | 1 | WIND | FALSE
WIFX-054.02 | WINDOW: fixed, internal, double glazed, sill at 450H, switchable privacy glass |  |  | 1 | WIND | FALSE
WIFX-054.03 | WINDOW: fixed, internal, double glazed, sill at 450H, shielded, lead glass |  |  | 1 | WIND | FALSE
WIFX-054.04 | WINDOW: fixed, internal, double glazed, sill at 450H, with integral blind |  |  | 1 | WIND | FALSE
WIFX-054.05 | WINDOW: fixed, internal, double glazed, sill at 450H, shielded, lead glass, with integral blind |  |  | 1 | WIND | FALSE
WIFX-055 | WINDOW: fixed, internal, double glazed, sill at 600H |  |  | 1 | WIND | FALSE
WIFX-055.01 | WINDOW: fixed, internal, double glazed, sill at 600H | DWOB-008 | OBSERVATION: internal window, double glazed | 1 | WIND | FALSE
WIFX-055.02 | WINDOW: fixed, internal, double glazed, sill at 600H, switchable privacy glass |  |  | 1 | WIND | FALSE
WIFX-055.03 | WINDOW: fixed, internal, double glazed, sill at 600H, shielded, lead glass |  |  | 1 | WIND | FALSE
WIFX-055.04 | WINDOW: fixed, internal, double glazed, sill at 600H, with integral blind |  |  | 1 | WIND | FALSE
WIFX-055.05 | WINDOW: fixed, internal, double glazed, sill at 600H, shielded, lead glass, with integral blind |  |  | 1 | WIND | FALSE
WIFX-056 | WINDOW: fixed, internal, double glazed, sill at 750H |  |  | 1 | WIND | FALSE
WIFX-056.01 | WINDOW: fixed, internal, double glazed, sill at 750H |  |  | 1 | WIND | FALSE
WIFX-056.02 | WINDOW: fixed, internal, double glazed, sill at 750H, switchable privacy glass |  |  | 1 | WIND | FALSE
WIFX-056.03 | WINDOW: fixed, internal, double glazed, sill at 750H, shielded, lead glass |  |  | 1 | WIND | FALSE
WIFX-056.04 | WINDOW: fixed, internal, double glazed, sill at 750H, with integral blind |  |  | 1 | WIND | TRUE
WIFX-056.05 | WINDOW: fixed, internal, double glazed, sill at 750H, shielded, lead glass, with integral blind |  |  | 1 | WIND | FALSE
WIFX-057 | WINDOW: fixed, internal, double glazed, sill at 900H |  |  | 1 | WIND | FALSE
WIFX-057.01 | WINDOW: fixed, internal, double glazed, sill at 900H |  |  | 1 | WIND | FALSE
WIFX-057.02 | WINDOW: fixed, internal, double glazed, sill at 900H, switchable privacy glass |  |  | 1 | WIND | FALSE
WIFX-057.03 | WINDOW: fixed, internal, double glazed, sill at 900H, shielded, lead glass |  |  | 1 | WIND | FALSE
WIFX-057.04 | WINDOW: fixed, internal, double glazed, sill at 900H, with integral blind |  |  | 1 | WIND | TRUE
WIFX-057.05 | WINDOW: fixed, internal, double glazed, sill at 900H, shielded, lead glass, with integral blind |  |  | 1 | WIND | FALSE
WIFX-058 | WINDOW: fixed, internal, double glazed, sill at 1050H |  |  | 1 | WIND | FALSE
WIFX-058.01 | WINDOW: fixed, internal, double glazed, sill at 1050H |  |  | 1 | WIND | FALSE
WIFX-058.02 | WINDOW: fixed, internal, double glazed, sill at 1050H, switchable privacy glass |  |  | 1 | WIND | FALSE
WIFX-058.03 | WINDOW: fixed, internal, double glazed, sill at 1050H, shielded, lead glass |  |  | 1 | WIND | FALSE
WIFX-058.04 | WINDOW: fixed, internal, double glazed, sill at 1050H, with integral blind |  |  | 1 | WIND | TRUE
WIFX-058.05 | WINDOW: fixed, internal, double glazed, sill at 1050H, shielded, lead glass |  |  | 1 | WIND | FALSE
WIFX-059 | WINDOW: fixed, internal, double glazed, sill at 1200H |  |  | 1 | WIND | FALSE
WIFX-059.01 | WINDOW: fixed, internal, double glazed, sill at 1200H |  |  | 1 | WIND | FALSE
WIFX-059.02 | WINDOW: fixed, internal, double glazed, sill at 1200H, switchable privacy glass |  |  | 1 | WIND | FALSE
WIFX-059.03 | WINDOW: fixed, internal, double glazed, sill at 1200H, shielded, lead glass |  |  | 1 | WIND | FALSE
WIFX-059.04 | WINDOW: fixed, internal, double glazed, sill at 1200H, with integral blind |  |  | 1 | WIND | FALSE
WIFX-059.05 | WINDOW: fixed, internal, double glazed, sill at 1200H, shielded, lead glass, with integral blind |  |  | 1 | WIND | FALSE
WIFX-060 | WINDOW: fixed, internal, double glazed, sill at 1350H |  |  | 1 | WIND | FALSE
WIFX-060.01 | WINDOW: fixed, internal, double glazed, sill at 1350H |  |  | 1 | WIND | FALSE
WIFX-060.02 | WINDOW: fixed, internal, double glazed, sill at 1350H, switchable privacy glass |  |  | 1 | WIND | FALSE
WIFX-060.03 | WINDOW: fixed, internal, double glazed, sill at 1350H, shielded, lead glass |  |  | 1 | WIND | FALSE
WIFX-060.04 | WINDOW: fixed, internal, double glazed, sill at 1350H, with integral blind |  |  | 1 | WIND | FALSE
WIFX-060.05 | WINDOW: fixed, internal, double glazed, sill at 1350H, shielded, lead glass, with integral blind |  |  | 1 | WIND | FALSE
WIFX-061 | WINDOW: fixed, internal, double glazed, sill at 1500H |  |  | 1 | WIND | FALSE
WIFX-061.01 | WINDOW: fixed, internal, double glazed, sill at 1500H |  |  | 1 | WIND | FALSE
WIFX-061.02 | WINDOW: fixed, internal, double glazed, sill at 1500H, switchable privacy glass |  |  | 1 | WIND | FALSE
WIFX-061.03 | WINDOW: fixed, internal, double glazed, sill at 1500H, shielded, lead glass |  |  | 1 | WIND | FALSE
WIFX-061.04 | WINDOW: fixed, internal, double glazed, sill at 1500H, with integral blind |  |  | 1 | WIND | FALSE
WIFX-061.05 | WINDOW: fixed, internal, double glazed, sill at 1500H, shielded, lead glass, with integral blind |  |  | 1 | WIND | FALSE
WIFX-062 | WINDOW: fixed, internal, double glazed, sill at 1650H |  |  | 1 | WIND | TRUE
WIFX-062.01 | WINDOW: fixed, internal, double glazed, sill at 1650H |  |  | 1 | WIND | FALSE
WIFX-062.02 | WINDOW: fixed, internal, double glazed, sill at 1650H, switchable privacy glass |  |  | 1 | WIND | FALSE
WIFX-062.03 | WINDOW: fixed, internal, double glazed, sill at 1650H, shielded, lead glass |  |  | 1 | WIND | FALSE
WIFX-062.04 | WINDOW: fixed, internal, double glazed, sill at 1650H, with integral blind |  |  | 1 | WIND | FALSE
WIFX-062.05 | WINDOW: fixed, internal, double glazed, sill at 1650H, shielded, lead glass, with integral blind |  |  | 1 | WIND | FALSE
WIFX-063 | WINDOW: fixed, internal, double glazed, sill at 1800H |  |  | 1 | WIND | FALSE
WIFX-063.01 | WINDOW: fixed, internal, double glazed, sill at 1800H |  |  | 1 | WIND | FALSE
WIFX-063.02 | WINDOW: fixed, internal, double glazed, sill at 1800H, switchable privacy glass |  |  | 1 | WIND | FALSE
WIFX-063.03 | WINDOW: fixed, internal, double glazed, sill at 1800H, shielded, lead glass |  |  | 1 | WIND | FALSE
WIFX-063.04 | WINDOW: fixed, internal, double glazed, sill at 1800H, with integral blind |  |  | 1 | WIND | FALSE
WIFX-063.05 | WINDOW: fixed, internal, double glazed, sill at 1800H, shielded, lead glass, with integral blind |  |  | 1 | WIND | FALSE
WIFX-101 | WINDOW: fixed, external, single glazed, sill at floor level |  |  | 1 | WIND | FALSE
WIFX-101.01 | WINDOW: fixed, external, single glazed, sill at floor level |  |  | 1 | WIND | FALSE
WIFX-101.02 | WINDOW: fixed, external, single glazed, sill at floor level, switchable privacy glass |  |  | 1 | WIND | FALSE
WIFX-101.03 | WINDOW: fixed, external, single glazed, sill at floor level, shielded, lead glass |  |  | 1 | WIND | FALSE
WIFX-102 | WINDOW: fixed, external, single glazed, sill at skirting level |  |  | 1 | WIND | FALSE
WIFX-102.01 | WINDOW: fixed, external, single glazed, sill at skirting level |  |  | 1 | WIND | FALSE
WIFX-102.02 | WINDOW: fixed, external, single glazed, sill at skirting level, switchable privacy glass |  |  | 1 | WIND | FALSE
WIFX-102.03 | WINDOW: fixed, external, single glazed, sill at skirting level, shielded, lead glass |  |  | 1 | WIND | FALSE
WIFX-103 | WINDOW: fixed, external, single glazed, sill at 300H |  |  | 1 | WIND | FALSE
WIFX-103.01 | WINDOW: fixed, external, single glazed, sill at 300H |  |  | 1 | WIND | FALSE
WIFX-103.02 | WINDOW: fixed, external, single glazed, sill at 300H, switchable privacy glass |  |  | 1 | WIND | FALSE
WIFX-103.03 | WINDOW: fixed, external, single glazed, sill at 300H, shielded, lead glass |  |  | 1 | WIND | FALSE
WIFX-104 | WINDOW: fixed, external, single glazed, sill at 450H |  |  | 1 | WIND | FALSE
WIFX-104.01 | WINDOW: fixed, external, single glazed, sill at 450H |  |  | 1 | WIND | FALSE
WIFX-104.02 | WINDOW: fixed, external, single glazed, sill at 450H, switchable privacy glass |  |  | 1 | WIND | FALSE
WIFX-104.03 | WINDOW: fixed, external, single glazed, sill at 450H, shielded, lead glass |  |  | 1 | WIND | FALSE
WIFX-105 | WINDOW: fixed, external, single glazed, sill at 600H |  |  | 1 | WIND | FALSE
WIFX-105.01 | WINDOW: fixed, external, single glazed, sill at 600H |  |  | 1 | WIND | FALSE
WIFX-105.02 | WINDOW: fixed, external, single glazed, sill at 600H, switchable privacy glass |  |  | 1 | WIND | FALSE
WIFX-105.03 | WINDOW: fixed, external, single glazed, sill at 600H, shielded, lead glass |  |  | 1 | WIND | FALSE
WIFX-106 | WINDOW: fixed, external, single glazed, sill at 750H |  |  | 1 | WIND | FALSE
WIFX-106.01 | WINDOW: fixed, external, single glazed, sill at 750H |  |  | 1 | WIND | FALSE
WIFX-106.02 | WINDOW: fixed, external, single glazed, sill at 750H, switchable privacy glass |  |  | 1 | WIND | FALSE
WIFX-106.03 | WINDOW: fixed, external, single glazed, sill at 750H, shielded, lead glass |  |  | 1 | WIND | FALSE
WIFX-107 | WINDOW: fixed, external, single glazed, sill at 900H |  |  | 1 | WIND | FALSE
WIFX-107.01 | WINDOW: fixed, external, single glazed, sill at 900H |  |  | 1 | WIND | TRUE
WIFX-107.02 | WINDOW: fixed, external, single glazed, sill at 900H, switchable privacy glass |  |  | 1 | WIND | FALSE
WIFX-107.03 | WINDOW: fixed, external, single glazed, sill at 900H, shielded, lead glass |  |  | 1 | WIND | FALSE
WIFX-108 | WINDOW: fixed, external, single glazed, sill at 1050H |  |  | 1 | WIND | FALSE
WIFX-108.01 | WINDOW: fixed, external, single glazed, sill at 1050H |  |  | 1 | WIND | FALSE
WIFX-108.02 | WINDOW: fixed, external, single glazed, sill at 1050H, switchable privacy glass |  |  | 1 | WIND | FALSE
WIFX-108.03 | WINDOW: fixed, external, single glazed, sill at 1050H, shielded, lead glass |  |  | 1 | WIND | FALSE
WIFX-109 | WINDOW: fixed, external, single glazed, sill at 1200H |  |  | 1 | WIND | FALSE
WIFX-109.01 | WINDOW: fixed, external, single glazed, sill at 1200H |  |  | 1 | WIND | FALSE
WIFX-109.02 | WINDOW: fixed, external, single glazed, sill at 1200H, switchable privacy glass |  |  | 1 | WIND | FALSE
WIFX-109.03 | WINDOW: fixed, external, single glazed, sill at 1200H, shielded, lead glass |  |  | 1 | WIND | FALSE
WIFX-110 | WINDOW: fixed, external, single glazed, sill at 1350H |  |  | 1 | WIND | FALSE
WIFX-110.01 | WINDOW: fixed, external, single glazed, sill at 1350H |  |  | 1 | WIND | FALSE
WIFX-110.02 | WINDOW: fixed, external, single glazed, sill at 1350H, switchable privacy glass |  |  | 1 | WIND | FALSE
WIFX-110.03 | WINDOW: fixed, external, single glazed, sill at 1350H, shielded, lead glass |  |  | 1 | WIND | FALSE
WIFX-111 | WINDOW: fixed, external, single glazed, sill at 1500H |  |  | 1 | WIND | FALSE
WIFX-111.01 | WINDOW: fixed, external, single glazed, sill at 1500H |  |  | 1 | WIND | FALSE
WIFX-111.02 | WINDOW: fixed, external, single glazed, sill at 1500H, switchable privacy glass |  |  | 1 | WIND | FALSE
WIFX-111.03 | WINDOW: fixed, external, single glazed, sill at 1500H, shielded, lead glass |  |  | 1 | WIND | FALSE
WIFX-112 | WINDOW: fixed, external, single glazed, sill at 1650H |  |  | 1 | WIND | FALSE
WIFX-112.01 | WINDOW: fixed, external, single glazed, sill at 1650H |  |  | 1 | WIND | FALSE
WIFX-112.02 | WINDOW: fixed, external, single glazed, sill at 1650H, switchable privacy glass |  |  | 1 | WIND | FALSE
WIFX-112.03 | WINDOW: fixed, external, single glazed, sill at 1650H, shielded, lead glass |  |  | 1 | WIND | FALSE
WIFX-113 | WINDOW: fixed, external, single glazed, sill at 1800H |  |  | 1 | WIND | FALSE
WIFX-113.01 | WINDOW: fixed, external, single glazed, sill at 1800H |  |  | 1 | WIND | FALSE
WIFX-113.02 | WINDOW: fixed, external, single glazed, sill at 1800H, switchable privacy glass |  |  | 1 | WIND | FALSE
WIFX-113.03 | WINDOW: fixed, external, single glazed, sill at 1800H, shielded, lead glass |  |  | 1 | WIND | FALSE
WIFX-151 | WINDOW: fixed, external, double glazed, sill at floor level |  |  | 1 | WIND | FALSE
WIFX-151.01 | WINDOW: fixed, external, double glazed, sill at floor level |  |  | 1 | WIND | FALSE
WIFX-151.02 | WINDOW: fixed, external, double glazed, sill at floor level, switchable privacy glass |  |  | 1 | WIND | FALSE
WIFX-151.03 | WINDOW: fixed, external, double glazed, sill at floor level, shielded, lead glass |  |  | 1 | WIND | FALSE
WIFX-151.04 | WINDOW: fixed, external, double glazed, sill at floor level, with integral blind |  |  | 1 | WIND | FALSE
WIFX-151.05 | WINDOW: fixed, external, double glazed, sill at floor level, shielded, lead glass, with integral blind |  |  | 1 | WIND | FALSE
WIFX-152 | WINDOW: fixed, external, double glazed, sill at skirting level |  |  | 1 | WIND | FALSE
WIFX-152.01 | WINDOW: fixed, external, double glazed, sill at skirting level |  |  | 1 | WIND | FALSE
WIFX-152.02 | WINDOW: fixed, external, double glazed, sill at skirting level, switchable privacy glass |  |  | 1 | WIND | FALSE
WIFX-152.03 | WINDOW: fixed, external, double glazed, sill at skirting level, shielded, lead glass |  |  | 1 | WIND | FALSE
WIFX-152.04 | WINDOW: fixed, external, double glazed, sill at skirting level, with integral blind |  |  | 1 | WIND | FALSE
WIFX-152.05 | WINDOW: fixed, external, double glazed, sill at skirting level, shielded, lead glass, with integral blind |  |  | 1 | WIND | FALSE
WIFX-153 | WINDOW: fixed, external, double glazed, sill at 300H |  |  | 1 | WIND | FALSE
WIFX-153.01 | WINDOW: fixed, external, double glazed, sill at 300H |  |  | 1 | WIND | FALSE
WIFX-153.02 | WINDOW: fixed, external, double glazed, sill at 300H, switchable privacy glass |  |  | 1 | WIND | FALSE
WIFX-153.03 | WINDOW: fixed, external, double glazed, sill at 300H, shielded, lead glass |  |  | 1 | WIND | FALSE
WIFX-153.04 | WINDOW: fixed, external, double glazed, sill at 300H, with integral blind |  |  | 1 | WIND | FALSE
WIFX-153.05 | WINDOW: fixed, external, double glazed, sill at 300H, shielded, lead glass, with integral blind |  |  | 1 | WIND | FALSE
WIFX-154 | WINDOW: fixed, external, double glazed, sill at 450H |  |  | 1 | WIND | FALSE
WIFX-154.01 | WINDOW: fixed, external, double glazed, sill at 450H |  |  | 1 | WIND | FALSE
WIFX-154.02 | WINDOW: fixed, external, double glazed, sill at 450H, switchable privacy glass |  |  | 1 | WIND | FALSE
WIFX-154.03 | WINDOW: fixed, external, double glazed, sill at 450H, shielded, lead glass |  |  | 1 | WIND | FALSE
WIFX-154.04 | WINDOW: fixed, external, double glazed, sill at 450H, with integral blind |  |  | 1 | WIND | FALSE
WIFX-154.05 | WINDOW: fixed, external, double glazed, sill at 450H, shielded, lead glass, with integral blind |  |  | 1 | WIND | FALSE
WIFX-155 | WINDOW: fixed, external, double glazed, sill at 600H |  |  | 1 | WIND | FALSE
WIFX-155.01 | WINDOW: fixed, external, double glazed, sill at 600H |  |  | 1 | WIND | TRUE
WIFX-155.02 | WINDOW: fixed, external, double glazed, sill at 600H, switchable privacy glass |  |  | 1 | WIND | FALSE
WIFX-155.03 | WINDOW: fixed, external, double glazed, sill at 600H, shielded, lead glass |  |  | 1 | WIND | FALSE
WIFX-155.04 | WINDOW: fixed, external, double glazed, sill at 600H, with integral blind |  |  | 1 | WIND | FALSE
WIFX-155.05 | WINDOW: fixed, external, double glazed, sill at 600H, shielded, lead glass, with integral blind |  |  | 1 | WIND | FALSE
WIFX-156 | WINDOW: fixed, external, double glazed, sill at 750H |  |  | 1 | WIND | FALSE
WIFX-156.01 | WINDOW: fixed, external, double glazed, sill at 750H |  |  | 1 | WIND | TRUE
WIFX-156.02 | WINDOW: fixed, external, double glazed, sill at 750H, switchable privacy glass |  |  | 1 | WIND | FALSE
WIFX-156.03 | WINDOW: fixed, external, double glazed, sill at 750H, shielded, lead glass |  |  | 1 | WIND | FALSE
WIFX-156.04 | WINDOW: fixed, external, double glazed, sill at 750H, with integral blind |  |  | 1 | WIND | FALSE
WIFX-156.05 | WINDOW: fixed, external, double glazed, sill at 750H, shielded, lead glass, with integral blind |  |  | 1 | WIND | FALSE
WIFX-157 | WINDOW: fixed, external, double glazed, sill at 900H |  |  | 1 | WIND | FALSE
WIFX-157.01 | WINDOW: fixed, external, double glazed, sill at 900H |  |  | 1 | WIND | TRUE
WIFX-157.02 | WINDOW: fixed, external, double glazed, sill at 900H, switchable privacy glass |  |  | 1 | WIND | FALSE
WIFX-157.03 | WINDOW: fixed, external, double glazed, sill at 900H, shielded, lead glass |  |  | 1 | WIND | FALSE
WIFX-157.04 | WINDOW: fixed, external, double glazed, sill at 900H, with integral blind |  |  | 1 | WIND | FALSE
WIFX-157.05 | WINDOW: fixed, external, double glazed, sill at 900H, shielded, lead glass, with integral blind |  |  | 1 | WIND | FALSE
WIFX-158 | WINDOW: fixed, external, double glazed, sill at 1050H |  |  | 1 | WIND | FALSE
WIFX-158.01 | WINDOW: fixed, external, double glazed, sill at 1050H |  |  | 1 | WIND | FALSE
WIFX-158.02 | WINDOW: fixed, external, double glazed, sill at 1050H, switchable privacy glass |  |  | 1 | WIND | FALSE
WIFX-158.03 | WINDOW: fixed, external, double glazed, sill at 1050H, shielded, lead glass |  |  | 1 | WIND | FALSE
WIFX-158.04 | WINDOW: fixed, external, double glazed, sill at 1050H, with integral blind |  |  | 1 | WIND | FALSE
WIFX-158.05 | WINDOW: fixed, external, double glazed, sill at 1050H, shielded, lead glass |  |  | 1 | WIND | FALSE
WIFX-159 | WINDOW: fixed, external, double glazed, sill at 1200H |  |  | 1 | WIND | FALSE
WIFX-159.01 | WINDOW: fixed, external, double glazed, sill at 1200H |  |  | 1 | WIND | FALSE
WIFX-159.02 | WINDOW: fixed, external, double glazed, sill at 1200H, switchable privacy glass |  |  | 1 | WIND | FALSE
WIFX-159.03 | WINDOW: fixed, external, double glazed, sill at 1200H, shielded, lead glass |  |  | 1 | WIND | FALSE
WIFX-159.04 | WINDOW: fixed, external, double glazed, sill at 1200H, with integral blind |  |  | 1 | WIND | FALSE
WIFX-159.05 | WINDOW: fixed, external, double glazed, sill at 1200H, shielded, lead glass, with integral blind |  |  | 1 | WIND | FALSE
WIFX-160 | WINDOW: fixed, external, double glazed, sill at 1350H |  |  | 1 | WIND | FALSE
WIFX-160.01 | WINDOW: fixed, external, double glazed, sill at 1350H |  |  | 1 | WIND | FALSE
WIFX-160.02 | WINDOW: fixed, external, double glazed, sill at 1350H, switchable privacy glass |  |  | 1 | WIND | FALSE
WIFX-160.03 | WINDOW: fixed, external, double glazed, sill at 1350H, shielded, lead glass |  |  | 1 | WIND | FALSE
WIFX-160.04 | WINDOW: fixed, external, double glazed, sill at 1350H, with integral blind |  |  | 1 | WIND | FALSE
WIFX-160.05 | WINDOW: fixed, external, double glazed, sill at 1350H, shielded, lead glass, with integral blind |  |  | 1 | WIND | FALSE
WIFX-161 | WINDOW: fixed, external, double glazed, sill at 1500H |  |  | 1 | WIND | TRUE
WIFX-161.01 | WINDOW: fixed, external, double glazed, sill at 1500H |  |  | 1 | WIND | FALSE
WIFX-161.02 | WINDOW: fixed, external, double glazed, sill at 1500H, switchable privacy glass |  |  | 1 | WIND | FALSE
WIFX-161.03 | WINDOW: fixed, external, double glazed, sill at 1500H, shielded, lead glass |  |  | 1 | WIND | FALSE
WIFX-161.04 | WINDOW: fixed, external, double glazed, sill at 1500H, with integral blind |  |  | 1 | WIND | FALSE
WIFX-161.05 | WINDOW: fixed, external, double glazed, sill at 1500H, shielded, lead glass, with integral blind |  |  | 1 | WIND | FALSE
WIFX-162 | WINDOW: fixed, external, double glazed, sill at 1650H |  |  | 1 | WIND | FALSE
WIFX-162.01 | WINDOW: fixed, external, double glazed, sill at 1650H |  |  | 1 | WIND | FALSE
WIFX-162.02 | WINDOW: fixed, external, double glazed, sill at 1650H, switchable privacy glass |  |  | 1 | WIND | FALSE
WIFX-162.03 | WINDOW: fixed, external, double glazed, sill at 1650H, shielded, lead glass |  |  | 1 | WIND | FALSE
WIFX-162.04 | WINDOW: fixed, external, double glazed, sill at 1650H, with integral blind |  |  | 1 | WIND | FALSE
WIFX-162.05 | WINDOW: fixed, external, double glazed, sill at 1650H, shielded, lead glass, with integral blind |  |  | 1 | WIND | FALSE
WIFX-163 | WINDOW: fixed, external, double glazed, sill at 1800H |  |  | 1 | WIND | FALSE
WIFX-163.01 | WINDOW: fixed, external, double glazed, sill at 1800H |  |  | 1 | WIND | FALSE
WIFX-163.02 | WINDOW: fixed, external, double glazed, sill at 1800H, switchable privacy glass |  |  | 1 | WIND | FALSE
WIFX-163.03 | WINDOW: fixed, external, double glazed, sill at 1800H, shielded, lead glass |  |  | 1 | WIND | FALSE
WIFX-163.04 | WINDOW: fixed, external, double glazed, sill at 1800H, with integral blind |  |  | 1 | WIND | FALSE
WIFX-163.05 | WINDOW: fixed, external, double glazed, sill at 1800H, shielded, lead glass, with integral blind |  |  | 1 | WIND | FALSE
WIOP-005 | WINDOW: operable, sliding, internal, single glazed, sill at 600H |  |  | 1 | WIND | FALSE
WIOP-006 | WINDOW: operable, sliding, internal, single glazed, sill at 750H |  |  | 1 | WIND | FALSE
WIOP-007 | WINDOW: operable, sliding, internal, single glazed, sill at 900H |  |  | 1 | WIND | FALSE
WIOP-008 | WINDOW: operable, sliding, internal, single glazed, sill at 1050H |  |  | 1 | WIND | FALSE
WIOP-009 | WINDOW: operable, sliding, internal, single glazed, sill at 1200H |  |  | 1 | WIND | TRUE
WIOP-010 | WINDOW: operable, sliding, internal, single glazed, sill at 1350H |  |  | 1 | WIND | FALSE
WIOP-015 | WINDOW: operable, hung, internal, single glazed, sill at 600H |  |  | 1 | WIND | FALSE
WIOP-016 | WINDOW: operable, hung, internal, single glazed, sill at 750H |  |  | 1 | WIND | FALSE
WIOP-017 | WINDOW: operable, hung, internal, single glazed, sill at 900H |  |  | 1 | WIND | TRUE
WIOP-018 | WINDOW: operable, hung, internal, single glazed, sill at 1050H |  |  | 1 | WIND | FALSE
WIOP-019 | WINDOW: operable, hung, internal, single glazed, sill at 1200H |  |  | 1 | WIND | FALSE
WIOP-020 | WINDOW: operable, hung, internal, single glazed, sill at 1350H |  |  | 1 | WIND | FALSE
WIOP-025 | WINDOW: operable, casement, internal, single glazed, sill at 600H |  |  | 1 | WIND | FALSE
WIOP-026 | WINDOW: operable, casement, internal, single glazed, sill at 750H |  |  | 1 | WIND | FALSE
WIOP-027 | WINDOW: operable, casement, internal, single glazed, sill at 900H |  |  | 1 | WIND | FALSE
WIOP-028 | WINDOW: operable, casement, internal, single glazed, sill at 1050H |  |  | 1 | WIND | FALSE
WIOP-029 | WINDOW: operable, casement, internal, single glazed, sill at 1200H |  |  | 1 | WIND | FALSE
WIOP-030 | WINDOW: operable, casement, internal, single glazed, sill at 1350H |  |  | 1 | WIND | FALSE
WIOP-035 | WINDOW: operable, pivot, internal, single glazed, sill at 600H |  |  | 1 | WIND | FALSE
WIOP-036 | WINDOW: operable, pivot, internal, single glazed, sill at 750H |  |  | 1 | WIND | FALSE
WIOP-037 | WINDOW: operable, pivot, internal, single glazed, sill at 900H |  |  | 1 | WIND | FALSE
WIOP-038 | WINDOW: operable, pivot, internal, single glazed, sill at 1050H |  |  | 1 | WIND | FALSE
WIOP-039 | WINDOW: operable, pivot, internal, single glazed, sill at 1200H |  |  | 1 | WIND | FALSE
WIOP-040 | WINDOW: operable, pivot, internal, single glazed, sill at 1350H |  |  | 1 | WIND | FALSE
WIOP-105 | WINDOW: operable, sliding, external, single glazed, sill at 600H |  |  | 1 | WIND | FALSE
WIOP-106 | WINDOW: operable, sliding, external, single glazed, sill at 750H |  |  | 1 | WIND | FALSE
WIOP-107 | WINDOW: operable, sliding, external, single glazed, sill at 900H |  |  | 1 | WIND | FALSE
WIOP-108 | WINDOW: operable, sliding, external, single glazed, sill at 1050H |  |  | 1 | WIND | FALSE
WIOP-109 | WINDOW: operable, sliding, external, single glazed, sill at 1200H |  |  | 1 | WIND | FALSE
WIOP-110 | WINDOW: operable, sliding, external, single glazed, sill at 1350H |  |  | 1 | WIND | FALSE
WIOP-115 | WINDOW: operable, hung, external, single glazed, sill at 600H |  |  | 1 | WIND | FALSE
WIOP-116 | WINDOW: operable, hung, external, single glazed, sill at 750H |  |  | 1 | WIND | FALSE
WIOP-117 | WINDOW: operable, hung, external, single glazed, sill at 900H |  |  | 1 | WIND | FALSE
WIOP-118 | WINDOW: operable, hung, external, single glazed, sill at 1050H |  |  | 1 | WIND | FALSE
WIOP-119 | WINDOW: operable, hung, external, single glazed, sill at 1200H |  |  | 1 | WIND | FALSE
WIOP-120 | WINDOW: operable, hung, external, single glazed, sill at 1350H |  |  | 1 | WIND | FALSE
WIOP-125 | WINDOW: operable, casement, external, single glazed, sill at 600H |  |  | 1 | WIND | FALSE
WIOP-126 | WINDOW: operable, casement, external, single glazed, sill at 750H |  |  | 1 | WIND | FALSE
WIOP-127 | WINDOW: operable, casement, external, single glazed, sill at 900H |  |  | 1 | WIND | FALSE
WIOP-128 | WINDOW: operable, casement, external, single glazed, sill at 1050H |  |  | 1 | WIND | FALSE
WIOP-129 | WINDOW: operable, casement, external, single glazed, sill at 1200H |  |  | 1 | WIND | FALSE
WIOP-130 | WINDOW: operable, casement, external, single glazed, sill at 1350H |  |  | 1 | WIND | FALSE
WIOP-135 | WINDOW: operable, pivot, external, single glazed, sill at 600H |  |  | 1 | WIND | FALSE
WIOP-136 | WINDOW: operable, pivot, external, single glazed, sill at 750H |  |  | 1 | WIND | FALSE
WIOP-137 | WINDOW: operable, pivot, external, single glazed, sill at 900H |  |  | 1 | WIND | FALSE
WIOP-138 | WINDOW: operable, pivot, external, single glazed, sill at 1050H |  |  | 1 | WIND | FALSE
WIOP-139 | WINDOW: operable, pivot, external, single glazed, sill at 1200H |  |  | 1 | WIND | FALSE
WIOP-140 | WINDOW: operable, pivot, external, single glazed, sill at 1350H |  |  | 1 | WIND | FALSE
WIOP-205 | WINDOW: operable, jockey sash, internal, double glazed, sill at 600H |  |  | 1 | WIND | FALSE
WIOP-205.01 | WINDOW: operable, jockey sash, internal, double glazed, sill at 600H |  |  | 1 | WIND | FALSE
WIOP-205.02 | WINDOW: operable, jockey sash, internal, double glazed, sill at 600H, with integral blind |  |  | 1 | WIND | FALSE
WIOP-205.03 | WINDOW: operable, jockey sash, internal, double glazed, sill at 600H, with integral blind, tamper proof, anti-ligature |  |  | 1 | WIND | FALSE
WIOP-205.04 | WINDOW: operable, jockey sash, internal, double glazed, sill at 600H, shielded, lead glass, with integral blind |  |  | 1 | WIND | FALSE
WIOP-206 | WINDOW: operable, jockey sash, internal, double glazed, sill at 750H |  |  | 1 | WIND | FALSE
WIOP-206.01 | WINDOW: operable, jockey sash, internal, double glazed, sill at 750H |  |  | 1 | WIND | FALSE
WIOP-206.02 | WINDOW: operable, jockey sash, internal, double glazed, sill at 750H, with integral blind |  |  | 1 | WIND | FALSE
WIOP-206.03 | WINDOW: operable, jockey sash, internal, double glazed, sill at 750H, with integral blind, tamper proof, anti-ligature |  |  | 1 | WIND | FALSE
WIOP-206.04 | WINDOW: operable, jockey sash, internal, double glazed, sill at 750H, shielded, lead glass, with integral blind |  |  | 1 | WIND | FALSE
WIOP-207 | WINDOW: operable, jockey sash, internal, double glazed, sill at 900H |  |  | 1 | WIND | FALSE
WIOP-207.01 | WINDOW: operable, jockey sash, internal, double glazed, sill at 900H |  |  | 1 | WIND | FALSE
WIOP-207.02 | WINDOW: operable, jockey sash, internal, double glazed, sill at 900H, with integral blind |  |  | 1 | WIND | FALSE
WIOP-207.03 | WINDOW: operable, jockey sash, internal, double glazed, sill at 900H, with integral blind, tamper proof, anti-ligature |  |  | 1 | WIND | FALSE
WIOP-207.04 | WINDOW: operable, jockey sash, internal, double glazed, sill at 900H, shielded, lead glass, with integral blind |  |  | 1 | WIND | FALSE
WIOP-208 | WINDOW: operable, jockey sash, internal, double glazed, sill at 1050H |  |  | 1 | WIND | FALSE
WIOP-208.01 | WINDOW: operable, jockey sash, internal, double glazed, sill at 1050H |  |  | 1 | WIND | FALSE
WIOP-208.02 | WINDOW: operable, jockey sash, internal, double glazed, sill at 1050H, with integral blind |  |  | 1 | WIND | FALSE
WIOP-208.03 | WINDOW: operable, jockey sash, internal, double glazed, sill at 1050H, with integral blind, tamper proof, anti-ligature |  |  | 1 | WIND | FALSE
WIOP-208.04 | WINDOW: operable, jockey sash, internal, double glazed, sill at 1050H, shielded, lead glass, with integral blind |  |  | 1 | WIND | FALSE
WIOP-209 | WINDOW: operable, jockey sash, internal, double glazed, sill at 1200H |  |  | 1 | WIND | FALSE
WIOP-209.01 | WINDOW: operable, jockey sash, internal, double glazed, sill at 1200H |  |  | 1 | WIND | FALSE
WIOP-209.02 | WINDOW: operable, jockey sash, internal, double glazed, sill at 1200H, with integral blind |  |  | 1 | WIND | FALSE
WIOP-209.03 | WINDOW: operable, jockey sash, internal, double glazed, sill at 1200H, with integral blind, tamper proof, anti-ligature |  |  | 1 | WIND | FALSE
WIOP-209.04 | WINDOW: operable, jockey sash, internal, double glazed, sill at 1200H, shielded, lead glass, with integral blind |  |  | 1 | WIND | FALSE
WIOP-210 | WINDOW: operable, jockey sash, internal, double glazed, sill at 1350H |  |  | 1 | WIND | FALSE
WIOP-210.01 | WINDOW: operable, jockey sash, internal, double glazed, sill at 1350H |  |  | 1 | WIND | FALSE
WIOP-210.02 | WINDOW: operable, jockey sash, internal, double glazed, sill at 1350H, with integral blind |  |  | 1 | WIND | FALSE
WIOP-210.03 | WINDOW: operable, jockey sash, internal, double glazed, sill at 1350H, with integral blind, tamper proof, anti-ligature |  |  | 1 | WIND | FALSE
WIOP-210.04 | WINDOW: operable, jockey sash, internal, double glazed, sill at 1350H, shielded, lead glass, with integral blind |  |  | 1 | WIND | FALSE
WIOP-255 | WINDOW: operable, jockey sash, external, double glazed, sill at 600H |  |  | 1 | WIND | FALSE
WIOP-255.01 | WINDOW: operable, jockey sash, external, double glazed, sill at 600H |  |  | 1 | WIND | FALSE
WIOP-255.02 | WINDOW: operable, jockey sash, external, double glazed, sill at 600H, with integral blind |  |  | 1 | WIND | TRUE
WIOP-255.03 | WINDOW: operable, jockey sash, external, double glazed, sill at 600H, with integral blind, tamper proof, anti-ligature |  |  | 1 | WIND | TRUE
WIOP-256 | WINDOW: operable, jockey sash, external, double glazed, sill at 750H |  |  | 1 | WIND | FALSE
WIOP-256.01 | WINDOW: operable, jockey sash, external, double glazed, sill at 750H |  |  | 1 | WIND | FALSE
WIOP-256.02 | WINDOW: operable, jockey sash, external, double glazed, sill at 750H, with integral blind |  |  | 1 | WIND | TRUE
WIOP-256.03 | WINDOW: operable, jockey sash, external, double glazed, sill at 750H, with integral blind, tamper proof, anti-ligature |  |  | 1 | WIND | FALSE
WIOP-257 | WINDOW: operable, jockey sash, external, double glazed, sill at 900H |  |  | 1 | WIND | TRUE
WIOP-257.01 | WINDOW: operable, jockey sash, external, double glazed, sill at 900H |  |  | 1 | WIND | FALSE
WIOP-257.02 | WINDOW: operable, jockey sash, external, double glazed, sill at 900H, with integral blind |  |  | 1 | WIND | FALSE
WIOP-257.03 | WINDOW: operable, jockey sash, external, double glazed, sill at 900H, with integral blind, tamper proof, anti-ligature |  |  | 1 | WIND | FALSE
WIOP-258 | WINDOW: operable, jockey sash, external, double glazed, sill at 1050H |  |  | 1 | WIND | FALSE
WIOP-258.01 | WINDOW: operable, jockey sash, external, double glazed, sill at 1050H |  |  | 1 | WIND | FALSE
WIOP-258.02 | WINDOW: operable, jockey sash, external, double glazed, sill at 1050H, with integral blind |  |  | 1 | WIND | FALSE
WIOP-258.03 | WINDOW: operable, jockey sash, external, double glazed, sill at 1050H, with integral blind, tamper proof, anti-ligature |  |  | 1 | WIND | FALSE
WIOP-259 | WINDOW: operable, jockey sash, external, double glazed, sill at 1200H |  |  | 1 | WIND | FALSE
WIOP-259.01 | WINDOW: operable, jockey sash, external, double glazed, sill at 1200H |  |  | 1 | WIND | FALSE
WIOP-259.02 | WINDOW: operable, jockey sash, external, double glazed, sill at 1200H, with integral blind |  |  | 1 | WIND | FALSE
WIOP-259.03 | WINDOW: operable, jockey sash, external, double glazed, sill at 1200H, with integral blind, tamper proof, anti-ligature |  |  | 1 | WIND | FALSE
WIOP-260 | WINDOW: operable, jockey sash, external, double glazed, sill at 1350H |  |  | 1 | WIND | FALSE
WIOP-260.01 | WINDOW: operable, jockey sash, external, double glazed, sill at 1350H |  |  | 1 | WIND | FALSE
WIOP-260.02 | WINDOW: operable, jockey sash, external, double glazed, sill at 1350H, with integral blind |  |  | 1 | WIND | FALSE
WIOP-260.03 | WINDOW: operable, jockey sash, external, double glazed, sill at 1350H, with integral blind, tamper proof, anti-ligature |  |  | 1 | WIND | FALSE
WIOP-261 | WINDOW: operable, jockey sash, external, double glazed, sill at 1500H |  |  | 1 | WIND | FALSE
WIOP-261.01 | WINDOW: operable, jockey sash, external, double glazed, sill at 1500H |  |  | 1 | WIND | FALSE
WIOP-261.02 | WINDOW: operable, jockey sash, external, double glazed, sill at 1500H, with integral blind |  |  | 1 | WIND | FALSE
WIOP-261.03 | WINDOW: operable, jockey sash, external, double glazed, sill at 1500H, with integral blind, tamper proof, anti-ligature |  |  | 1 | WIND | FALSE
WIOP-262 | WINDOW: operable, jockey sash, external, double glazed, sill at 1650H |  |  | 1 | WIND | FALSE
WIOP-262.01 | WINDOW: operable, jockey sash, external, double glazed, sill at 1650H |  |  | 1 | WIND | FALSE
WIOP-262.02 | WINDOW: operable, jockey sash, external, double glazed, sill at 1650H, with integral blind |  |  | 1 | WIND | FALSE
WIOP-262.03 | WINDOW: operable, jockey sash, external, double glazed, sill at 1650H, with integral blind, tamper proof, anti-ligature |  |  | 1 | WIND | TRUE

## WL
Australasian Health Facility Guidelines
ICS DATA SHEET: WALLS AND WALL FINISHES (WL)
PENDING AUSHFG REVIT MODEL UPDATE
Item Code | Item Description | ICS v1.11 Item Code(s) | ICS v1.11 Item Description(s) | Budget Group | Responsibility | In use within Standard Components | AusHFG Revit Content: Family Name | AusHFG Revit Content: Type Name
WLFI-001 | WALL FINISH: paint | WLWA-004 | WALL FINISH: paint, acrylic, washable | 1 | INDES | TRUE
WLFI-002 | WALL FINISH: paint, clinical areas | WLWA-005 | WALL FINISH: paint, scrub resistant | 1 | INDES | TRUE
WLFI-003 | WALL FINISH: paint, sterile areas |  |  | 1 | INDES | TRUE
WLFI-011 | WALL FINISH: vinyl |  |  | 1 | INDES | FALSE
WLFI-011.01 | WALL FINISH: vinyl, to 900 AFFL | WLWA-022 | WALL FINISH: vinyl, to 900 AFFL | 1 | INDES | TRUE
WLFI-011.02 | WALL FINISH: vinyl, to 1000 AFFL |  |  | 1 | INDES | FALSE
WLFI-011.03 | WALL FINISH: vinyl, to 1200 AFFL | WLWA-025 | WALL FINISH: vinyl, to 1200 AFFL | 1 | INDES | TRUE
WLFI-011.04 | WALL FINISH: vinyl, to 1500 AFFL | WLWA-020 | WALL FINISH: vinyl, to 1500 AFFL | 1 | INDES | TRUE
WLFI-011.05 | WALL FINISH: vinyl, to 1800 AFFL | WLWA-021 | WALL FINISH: vinyl, to 1800 AFFL | 1 | INDES | FALSE
WLFI-011.06 | WALL FINISH: vinyl, to 2100 AFFL | WLWA-023 | WALL FINISH: vinyl, to 2100 AFFL | 1 | INDES | TRUE
WLFI-011.07 | WALL FINISH: vinyl, full height | WLWA-019 | WALL FINISH: vinyl, full height | 1 | INDES | TRUE
WLFI-012 | WALL FINISH: vinyl, wet areas |  |  | 1 | INDES | FALSE
WLFI-012.01 | WALL FINISH: vinyl, wet areas, to 900 AFFL |  |  | 1 | INDES | FALSE
WLFI-012.02 | WALL FINISH: vinyl, wet areas, to 1000 AFFL |  |  | 1 | INDES | FALSE
WLFI-012.03 | WALL FINISH: vinyl, wet areas, to 1200 AFFL |  |  | 1 | INDES | FALSE
WLFI-012.04 | WALL FINISH: vinyl, wet areas, to 1500 AFFL |  |  | 1 | INDES | FALSE
WLFI-012.05 | WALL FINISH: vinyl, wet areas, to 1800 AFFL |  |  | 1 | INDES | FALSE
WLFI-012.06 | WALL FINISH: vinyl, wet areas, to 2100 AFFL |  |  | 1 | INDES | FALSE
WLFI-012.07 | WALL FINISH: vinyl, wet areas, full height | WLWA-018 | WALL FINISH: vinyl, full height to wet areas | 1 | INDES | FALSE
WLFI-013 | WALL FINISH: vinyl, cushioned |  |  | 1 | INDES | FALSE
WLFI-013.01 | WALL FINISH: vinyl, cushioned, to 900 AFFL |  |  | 1 | INDES | FALSE
WLFI-013.02 | WALL FINISH: vinyl, cushioned, to 1000 AFFL |  |  | 1 | INDES | FALSE
WLFI-013.03 | WALL FINISH: vinyl, cushioned, to 1200 AFFL |  |  | 1 | INDES | FALSE
WLFI-013.04 | WALL FINISH: vinyl, cushioned, to 1500 AFFL |  |  | 1 | INDES | FALSE
WLFI-013.05 | WALL FINISH: vinyl, cushioned, to 1800 AFFL |  |  | 1 | INDES | FALSE
WLFI-013.06 | WALL FINISH: vinyl, cushioned, to 2100 AFFL |  |  | 1 | INDES | FALSE
WLFI-013.07 | WALL FINISH: vinyl, cushioned, full height | WLWA-017 | WALL FINISH: vinyl, cushioned, full height | 1 | INDES | FALSE
WLFI-021 | WALL FINISH: tiles, ceramic | WLWA-011 | WALL FINISH: tiles, ceramic, glazed | 1 | INDES | FALSE
WLFI-022 | WALL FINISH: tiles, ceramic vitrified |  |  | 1 | INDES | FALSE
WLFI-031 | WALL FINISH: laminate panel, prefinished | WLWA-003 | WALL FINISH: laminated composite board | 1 | INDES | FALSE
WLFI-032 | WALL FINISH: laminate panel, prefinished, chemical resistant |  |  | 1 | INDES | FALSE
WLFI-041 | WALL FINISH: acrylic panel, prefinished |  |  | 1 | INDES | FALSE
WLFI-042 | WALL FINISH: acrylic solid surface, prefinished |  |  | 1 | INDES | FALSE
WLFI-046 | WALL FINISH: engineered stone, silica-free, prefinished |  |  | 1 | INDES | FALSE
WLFI-051 | WALL FINISH: MDF panel, prefinished |  |  | 1 | INDES | FALSE
WLFI-052 | WALL FINISH: MDF panel, paint, washable |  |  | 1 | INDES | FALSE
WLFI-056 | WALL FINISH: timber panel, sealed, clear finish |  |  | 1 | INDES | FALSE
WLFI-057 | WALL FINISH: timber cladding, sealed, clear finish |  |  | 1 | INDES | FALSE
WLFI-058 | WALL FINISH: timber batten, sealed, clear finish |  |  | 1 | INDES | FALSE
WLFI-059 | WALL FINISH: timber batten, sealed, clear finish, acoustic backing |  |  | 1 | INDES | FALSE
WLFI-071 | WALL FINISH: glass, colour-backed, prefinished |  |  | 1 | INDES | FALSE
WLFI-072 | WALL FINISH: glass, decorative image, prefinished |  |  | 1 | INDES | FALSE
WLFI-081 | WALL FINISH: aluminium panel, prefinished | WLWA-002 | WALL FINISH: aluminium, prefinished | 1 | INDES | FALSE
WLFI-082 | WALL FINISH: aluminium cladding, prefinished |  |  | 1 | INDES | FALSE
WLFI-086 | WALL FINISH: cool room panels, prefinished |  |  | 1 | INDES | FALSE
WLFI-101 | SPLASHBACK: vinyl | WLWA-010 | WALL FINISH: splashback, vinyl | 1 | INDES | TRUE
WLFI-106 | SPLASHBACK: rigid wall sheeting |  |  | 1 | INDES | FALSE
WLFI-107 | SPLASHBACK: rigid wall sheeting, chemical resistant |  |  | 1 | INDES | FALSE
WLFI-111 | SPLASHBACK: tiles, ceramic |  |  | 1 | INDES | FALSE
WLFI-112 | SPLASHBACK: tiles, ceramic vitrified |  |  | 1 | INDES | FALSE
WLFI-116 | SPLASHBACK: laminate, prefinished | WLWA-009 | WALL FINISH: splashback, laminate | 1 | INDES | FALSE
WLFI-117 | SPLASHBACK: laminate, prefinished, chemical resistant |  |  | 1 | INDES | FALSE
WLFI-121 | SPLASHBACK: acrylic panel, prefinished |  |  | 1 | INDES | FALSE
WLFI-126 | SPLASHBACK: acrylic solid surface, prefinished |  |  | 1 | INDES | FALSE
WLFI-131 | SPLASHBACK: engineered stone, silica-free, prefinished |  |  | 1 | INDES | FALSE
WLFI-136 | SPLASHBACK: glass, colour-backed, prefinished | WLWA-008 | WALL FINISH: splashback, glass | 1 | INDES | FALSE
WLFI-137 | SPLASHBACK: glass, decorative image, prefinished |  |  | 1 | INDES | FALSE
WLFI-151 | SPLASHBACK: aluminium panel, prefinished |  |  | 1 | INDES | FALSE
WLFI-156 | SPLASHBACK: stainless steel panel, prefinished |  |  | 1 | INDES | FALSE
WLFI-201 | ACOUSTIC TREATMENT: wall sheeting, prefinished |  |  | 1 | INDES | FALSE
WLFI-202 | ACOUSTIC TREATMENT: wall panel, prefinished | WLWA-001 | WALL FINISH: acoustic panels, prefinished | 1 | INDES | TRUE
WLFI-203 | ACOUSTIC TREATMENT: wall tiles, modular, prefinished |  |  | 1 | INDES | FALSE
WLPR-001 | WALL PROTECTION: bedhead wall panel, full height | WLPR-001 | WALL PROTECTION: bed protection wall panel | 1 | INDES | TRUE
WLPR-002 | WALL PROTECTION: bedhead wall panel, low height |  |  | 1 | INDES | TRUE
WLPR-006 | WALL PROTECTION: corner guards | WLPR-006 | WALL PROTECTION: corner guards | 1 | INDES | FALSE
WLPR-006.01 | WALL PROTECTION: corner guards, to 900 AFFL | WLPR-010 | WALL PROTECTION: corner guards, to 900 AFFL | 1 | INDES | TRUE
WLPR-006.02 | WALL PROTECTION: corner guards, to 1050 AFFL |  |  | 1 | INDES | TRUE
WLPR-006.03 | WALL PROTECTION: corner guards, to 1200 AFFL |  |  | 1 | INDES | TRUE
WLPR-006.04 | WALL PROTECTION: corner guards, to 1500 AFFL | WLPR-013 | WALL PROTECTION: corner guards, to 1500 AFFL, prefinished PVC | 1 | INDES | TRUE
WLPR-006.05 | WALL PROTECTION: corner guards, to 1800 AFFL |  |  | 1 | INDES | FALSE
WLPR-006.06 | WALL PROTECTION: corner guards, to 2100 AFFL |  |  | 1 | INDES | TRUE
WLPR-006.07 | WALL PROTECTION: corner guards, full height |  |  | 1 | INDES | TRUE
WLPR-008 | WALL PROTECTION: corner guards, heavy duty | WLPR-008 | WALL PROTECTION: corner guards, steel angle, galvanised/powdercoated | 1 | INDES | FALSE
WLPR-008.01 | WALL PROTECTION: corner guards, heavy duty, to 900 AFFL |  |  | 1 | INDES | FALSE
WLPR-008.02 | WALL PROTECTION: corner guards, heavy duty, to 1000 AFFL |  |  | 1 | INDES | FALSE
WLPR-008.03 | WALL PROTECTION: corner guards, heavy duty, to 1200 AFFL |  |  | 1 | INDES | FALSE
WLPR-008.04 | WALL PROTECTION: corner guards, heavy duty, to 1500 AFFL |  |  | 1 | INDES | FALSE
WLPR-008.05 | WALL PROTECTION: corner guards, heavy duty, to 1800 AFFL |  |  | 1 | INDES | FALSE
WLPR-008.06 | WALL PROTECTION: corner guards, heavy duty, to 2100 AFFL |  |  | 1 | INDES | FALSE
WLPR-008.07 | WALL PROTECTION: corner guards, heavy duty, full height |  |  | 1 | INDES | FALSE
WLPR-026 | WALL PROTECTION: rigid wall sheeting | WLPR-026 | WALL PROTECTION: rigid wall sheeting | 1 | INDES | FALSE
WLPR-026.01 | WALL PROTECTION: rigid wall sheeting, to 900 AFFL |  |  | 1 | INDES | FALSE
WLPR-026.02 | WALL PROTECTION: rigid wall sheeting, to 1000 AFFL |  |  | 1 | INDES | FALSE
WLPR-026.03 | WALL PROTECTION: rigid wall sheeting, to 1200 AFFL |  |  | 1 | INDES | FALSE
WLPR-026.04 | WALL PROTECTION: rigid wall sheeting, to 1500 AFFL |  |  | 1 | INDES | FALSE
WLPR-026.05 | WALL PROTECTION: rigid wall sheeting, to 1800 AFFL |  |  | 1 | INDES | FALSE
WLPR-026.06 | WALL PROTECTION: rigid wall sheeting, to 2100 AFFL |  |  | 1 | INDES | FALSE
WLPR-026.07 | WALL PROTECTION: rigid wall sheeting, full height |  |  | 1 | INDES | FALSE
WLPR-027 | WALL PROTECTION: rigid wall sheeting, chemical resistant |  |  | 1 | INDES | FALSE
WLPR-027.01 | WALL PROTECTION: rigid wall sheeting, heavy duty, to 900 AFFL |  |  | 1 | INDES | FALSE
WLPR-027.02 | WALL PROTECTION: rigid wall sheeting, heavy duty, to 1000 AFFL |  |  | 1 | INDES | FALSE
WLPR-027.03 | WALL PROTECTION: rigid wall sheeting, heavy duty, to 1200 AFFL |  |  | 1 | INDES | FALSE
WLPR-027.04 | WALL PROTECTION: rigid wall sheeting, heavy duty, to 1500 AFFL |  |  | 1 | INDES | FALSE
WLPR-027.05 | WALL PROTECTION: rigid wall sheeting, heavy duty, to 1800 AFFL |  |  | 1 | INDES | FALSE
WLPR-027.06 | WALL PROTECTION: rigid wall sheeting, heavy duty, to 2100 AFFL |  |  | 1 | INDES | FALSE
WLPR-027.07 | WALL PROTECTION: rigid wall sheeting, heavy duty, full height |  |  | 1 | INDES | FALSE
WLPR-028 | WALL PROTECTION: rigid wall sheeting, heavy duty |  |  | 1 | INDES | FALSE
WLPR-028.01 | WALL PROTECTION: rigid wall sheeting, heavy duty, to 900 AFFL |  |  | 1 | INDES | FALSE
WLPR-028.02 | WALL PROTECTION: rigid wall sheeting, heavy duty, to 1000 AFFL |  |  | 1 | INDES | FALSE
WLPR-028.03 | WALL PROTECTION: rigid wall sheeting, heavy duty, to 1200 AFFL |  |  | 1 | INDES | FALSE
WLPR-028.04 | WALL PROTECTION: rigid wall sheeting, heavy duty, to 1500 AFFL |  |  | 1 | INDES | FALSE
WLPR-028.05 | WALL PROTECTION: rigid wall sheeting, heavy duty, to 1800 AFFL |  |  | 1 | INDES | FALSE
WLPR-028.06 | WALL PROTECTION: rigid wall sheeting, heavy duty, to 2100 AFFL |  |  | 1 | INDES | FALSE
WLPR-028.07 | WALL PROTECTION: rigid wall sheeting, heavy duty, full height |  |  | 1 | INDES | FALSE
WLPR-046 | WALL PROTECTION: crash rail |  |  | 1 | INDES | FALSE
WLPR-046.01 | WALL PROTECTION: crash rail, to 350 AFFL | WLPR-018; WLPR-020; WLPR-025 | WALL PROTECTION: crash rail, at 350 AFFL, prefinished PVC; WALL PROTECTION: crash rail, at 350 AFFL; WALL PROTECTION: crash rail, at 350 AFFL, timber, stain/clear finish | 1 | INDES | FALSE
WLPR-046.02 | WALL PROTECTION: crash rail, to 600 AFFL |  |  | 1 | INDES | FALSE
WLPR-046.03 | WALL PROTECTION: crash rail, to 900 AFFL | WLPR-019; WLPR-021; WLPR-022 | WALL PROTECTION: crash rail, at 900 AFFL, prefinished PVC; WALL PROTECTION: crash rail, at 900 AFFL; WALL PROTECTION: crash rail, at 900 AFFL, timber, stain/clear finish | 1 | INDES | TRUE
WLPR-046.04 | WALL PROTECTION: crash rail, to 1200 AFFL |  |  | 1 | INDES | FALSE
WLPR-046.05 | WALL PROTECTION: crash rail, to 1500 AFFL |  |  | 1 | INDES | FALSE
WLPR-048 | WALL PROTECTION: crash rail, heavy duty |  |  | 1 | INDES | FALSE
WLPR-048.01 | WALL PROTECTION: crash rail, heavy duty, to 350 AFFL |  |  | 1 | INDES | FALSE
WLPR-048.02 | WALL PROTECTION: crash rail, heavy duty, to 600 AFFL |  |  | 1 | INDES | FALSE
WLPR-048.03 | WALL PROTECTION: crash rail, heavy duty, to 900 AFFL |  |  | 1 | INDES | FALSE
WLPR-048.04 | WALL PROTECTION: crash rail, heavy duty, to 1200 AFFL |  |  | 1 | INDES | FALSE
WLPR-048.05 | WALL PROTECTION: crash rail, heavy duty, to 1500 AFFL |  |  | 1 | INDES | FALSE
WLPR-101 | HANDRAIL: wall mounted | FIRT-010 | HANDRAIL | 1 | INDES | FALSE
WLPR-102 | HANDRAIL: wall mounted, with combined crash rail | WLPR-016; WLPR-017; WLPR-024 | WALL PROTECTION: rail & crash bar combined, at 850 AFFL, prefinished solid laminate; WALL PROTECTION: rail & crash bar combined, at 900 AFFL, prefinished PVC; WALL PROTECTION: rail & crash bar combined, at 900 AFFL, timber/MDF, stain/clear finish | 1 | INDES | FALSE
WLPR-103 | HANDRAIL: wall mounted, tamper proof, anti-ligature |  |  | 1 | INDES | FALSE
WLPR-111 | HANDRAIL: floor mounted |  |  | 1 | INDES | FALSE
WLPT-031 | SCREEN: privacy divider |  |  | 1 | INDES | TRUE
WLPT-041 | SCREEN: acoustic divider |  |  | 1 | INDES | FALSE
WLPT-051 | PARTITION SYSTEM: cubicle, changing | WLPT-001 | PARTITION: change cubicle | 1 | INDES | FALSE
WLPT-052 | PARTITION SYSTEM: cubicle, changing, ambulant |  |  | 1 | INDES | FALSE
WLPT-053 | PARTITION SYSTEM: cubicle, changing, accessible |  |  | 1 | INDES | FALSE
WLPT-054 | PARTITION SYSTEM: integral seat, changing |  |  | 1 | INDES | FALSE
WLPT-061 | PARTITION SYSTEM: cubicle, toilet | WLPT-005 | PARTITION: toilet | 1 | INDES | FALSE
WLPT-062 | PARTITION SYSTEM: cubicle, toilet, ambulant | WLPT-016 | PARTITION: toilet, ambulant | 1 | INDES | FALSE
WLPT-063 | PARTITION SYSTEM: cubicle, toilet, accessible |  |  | 1 | INDES | FALSE
WLPT-071 | PARTITION SYSTEM: cubicle, shower | WLPT-004 | PARTITION: shower | 1 | INDES | FALSE
WLPT-072 | PARTITION SYSTEM: cubicle, shower, ambulant |  |  | 1 | INDES | FALSE
WLPT-073 | PARTITION SYSTEM: cubicle, shower, accessible |  |  | 1 | INDES | FALSE
WLPT-074 | PARTITION SYSTEM: integral seat, shower |  |  | 1 | INDES | FALSE
WLPT-081 | PARTITION SYSTEM: divider, urinal | WLPT-006 | PARTITION: urinal divider, aluminium, powdercoated, 15mm shadow angle nom. | 1 | INDES | FALSE

## AF
Australasian Health Facility Guidelines
ICS DATA SHEET: APPLIED FINISHED (AF)
PENDING AUSHFG REVIT MODEL UPDATE
Item Code | Item Description | ICS v1.11 Item Code(s) | ICS v1.11 Item Description(s) | Budget Group | Responsibility | In use within Standard Components | AusHFG Revit Content: Family Name | AusHFG Revit Content: Type Name
AFDFI-001 | DOOR LEAF FINISH: paint |  |  | 1 | DOOR | FALSE
AFDFI-002 | DOOR LEAF FINISH: laminate |  |  | 1 | DOOR | FALSE
AFDFI-021 | DOOR GLAZING FINISH: door leaf, privacy film |  |  | 1 | DOOR | FALSE
AFDFI-022 | DOOR GLAZING FINISH: door leaf, decal |  |  | 1 | DOOR | FALSE
AFDFI-026 | DOOR GLAZING FINISH: vision panel, privacy film |  |  | 1 | DOOR | TRUE
AFDFI-027 | DOOR GLAZING FINISH: vision panel, decal |  |  | 1 | DOOR | FALSE
AFDFI-051 | DOOR FRAME FINISH: paint |  |  | 1 | DOOR | FALSE
AFDFI-052 | DOOR FRAME FINISH: powdercoat |  |  | 1 | DOOR | FALSE
AFDPR-001 | DOOR PROTECTION: kickplate |  |  | 1 | DOOR | FALSE
AFDPR-001.01 | DOOR PROTECTION: kickplate, to 300H | DWPR-001; DWPR-002; DWPR-003 | DOOR PROTECTION: kickplate, to 300 AFFL; DOOR PROTECTION: kickplate, to 300 AFFL, composite, prefinished; DOOR PROTECTION: kickplate, to 300 AFFL, vinyl, prefinished | 1 | DOOR | TRUE
AFDPR-001.02 | DOOR PROTECTION: kickplate, to 450H |  |  | 1 | DOOR | FALSE
AFDPR-006 | DOOR PROTECTION: plate |  |  | 1 | DOOR | FALSE
AFDPR-006.01 | DOOR PROTECTION: plate, to 900H | DWPR-005; DWPR-006 | DOOR PROTECTION: protection plate to 900 AFFL; DOOR PROTECTION: protection plate, to 900 AFFL, PVC, prefinished | 1 | DOOR | TRUE
AFDPR-006.02 | DOOR PROTECTION: plate, to 1000H |  |  | 1 | DOOR | FALSE
AFDPR-006.03 | DOOR PROTECTION: plate, to 1200H | DWPR-004 | DOOR PROTECTION: protection plate, to 1200 AFFL, PVC, prefinished | 1 | DOOR | FALSE
AFDPR-006.04 | DOOR PROTECTION: plate, to 1500H |  |  | 1 | DOOR | FALSE
AFDPR-006.05 | DOOR PROTECTION: plate, full height | DWPR-011 | DOOR PROTECTION: protection plate, to full height | 1 | DOOR | TRUE
AFDPR-007 | DOOR PROTECTION: plate, heavy duty |  |  | 1 | DOOR | FALSE
AFDPR-007.01 | DOOR PROTECTION: plate, heavy duty, to 900H | DWPR-005; DWPR-006 | DOOR PROTECTION: protection plate to 900 AFFL; DOOR PROTECTION: protection plate, to 900 AFFL, PVC, prefinished | 1 | DOOR | FALSE
AFDPR-007.02 | DOOR PROTECTION: plate, heavy duty, to 1000H |  |  | 1 | DOOR | FALSE
AFDPR-007.03 | DOOR PROTECTION: plate, heavy duty, to 1200H | DWPR-004 | DOOR PROTECTION: protection plate, to 1200 AFFL, PVC, prefinished | 1 | DOOR | FALSE
AFDPR-007.04 | DOOR PROTECTION: plate, heavy duty, to 1500H |  |  | 1 | DOOR | FALSE
AFDPR-007.05 | DOOR PROTECTION: plate, heavy duty, full height | DWPR-011 | DOOR PROTECTION: protection plate, to full height | 1 | DOOR | FALSE
AFDPR-051 | DOOR FRAME PROTECTION: corners |  |  | 1 | DOOR | FALSE
AFDPR-051.01 | DOOR FRAME PROTECTION: corners, to 900H |  |  | 1 | DOOR | FALSE
AFDPR-051.02 | DOOR FRAME PROTECTION: corners, to 1000H |  |  | 1 | DOOR | FALSE
AFDPR-051.03 | DOOR FRAME PROTECTION: corners, to 1200H |  |  | 1 | DOOR | FALSE
AFDPR-051.04 | DOOR FRAME PROTECTION: corners, to 1500H |  |  | 1 | DOOR | FALSE
AFDPR-051.05 | DOOR FRAME PROTECTION: corners, full height |  |  | 1 | DOOR | FALSE
AFDPR-052 | DOOR FRAME PROTECTION: corners, heavy duty |  |  | 1 | DOOR | FALSE
AFDPR-052.01 | DOOR FRAME PROTECTION: corners, heavy duty, to 900H |  |  | 1 | DOOR | FALSE
AFDPR-052.02 | DOOR FRAME PROTECTION: corners, heavy duty, to 1000H |  |  | 1 | DOOR | FALSE
AFDPR-052.03 | DOOR FRAME PROTECTION: corners, heavy duty, to 1200H |  |  | 1 | DOOR | FALSE
AFDPR-052.04 | DOOR FRAME PROTECTION: corners, heavy duty, to 1500H |  |  | 1 | DOOR | FALSE
AFDPR-052.05 | DOOR FRAME PROTECTION: corners, heavy duty, full height |  |  | 1 | DOOR | FALSE
AFDPR-056 | DOOR FRAME PROTECTION: full wrap |  |  | 1 | DOOR | FALSE
AFDPR-056.01 | DOOR FRAME PROTECTION: full wrap, to 900H |  |  | 1 | DOOR | TRUE
AFDPR-056.02 | DOOR FRAME PROTECTION: full wrap, to 1000H |  |  | 1 | DOOR | FALSE
AFDPR-056.03 | DOOR FRAME PROTECTION: full wrap, to 1200H | DWPR-010 | DOOR PROTECTION: to door frame, PVC, prefinished | 1 | DOOR | FALSE
AFDPR-056.04 | DOOR FRAME PROTECTION: full wrap, to 1500H |  |  | 1 | DOOR | FALSE
AFDPR-056.05 | DOOR FRAME PROTECTION: full wrap, full height |  |  | 1 | DOOR | FALSE
AFDPR-057 | DOOR FRAME PROTECTION: full wrap, heavy duty |  |  | 1 | DOOR | FALSE
AFDPR-057.01 | DOOR FRAME PROTECTION: full wrap, heavy duty, to 900H |  |  | 1 | DOOR | FALSE
AFDPR-057.02 | DOOR FRAME PROTECTION: full wrap, heavy duty, to 1000H |  |  | 1 | DOOR | FALSE
AFDPR-057.03 | DOOR FRAME PROTECTION: full wrap, heavy duty, to 1200H |  |  | 1 | DOOR | FALSE
AFDPR-057.04 | DOOR FRAME PROTECTION: full wrap, heavy duty, to 1500H |  |  | 1 | DOOR | FALSE
AFDPR-057.05 | DOOR FRAME PROTECTION: full wrap, heavy duty, full height |  |  | 1 | DOOR | FALSE
AFWFI-021 | WINDOW FINISH: privacy film |  |  | 1 | WIND | FALSE
AFWFI-022 | WINDOW FINISH: decal |  |  | 1 | WIND | FALSE
AFWFI-051 | WINDOW FRAME FINISH: paint |  |  | 1 | WIND | FALSE
AFWFI-052 | WINDOW FRAME FINISH: powdercoat |  |  | 1 | WIND | FALSE

## AH
Australasian Health Facility Guidelines
ICS DATA SHEET: APPLIED HARDWARE (AH)
PENDING AUSHFG REVIT MODEL UPDATE
Item Code | Item Description | ICS v1.11 Item Code(s) | ICS v1.11 Item Description(s) | Budget Group | Responsibility | In use within Standard Components | AusHFG Revit Content: Family Name | AusHFG Revit Content: Type Name
AHDBL-001 | DOOR BOLT: barrel, surface mounted, to floor |  |  | 1 | DOOR | FALSE
AHDBL-006 | DOOR BOLT: barrel, surface mounted, to door frame |  |  | 1 | DOOR | FALSE
AHDBL-011 | DOOR BOLT: reverse barrel, flush mounted, to floor |  |  | 1 | DOOR | FALSE
AHDBL-012 | DOOR BOLT: reverse barrel, flush mounted, to floor, key lockable |  |  | 1 | DOOR | FALSE
AHDBL-021 | DOOR BOLT: panic, surface mounted, to floor |  |  | 1 | DOOR | FALSE
AHDEC-001 | BUTTON: door release, push to enter/exit, wall mounted | ITSE-051 | BUTTON: push to exit | 1 | DOOR | FALSE
AHDEC-002 | BUTTON: door release, push to enter/exit, bollard mounted |  |  | 1 | DOOR | FALSE
AHDEC-006 | BUTTON: door release, push to enter/exit, automatic door, wall mounted |  |  | 1 | DOOR | FALSE
AHDEC-007 | BUTTON: door release, push to enter/exit, automatic door, bollard mounted |  |  | 1 | DOOR | FALSE
AHDEC-031 | SWITCH: door release, single gang, automatic door, wall mounted |  |  | 1 | DOOR | TRUE
AHDEC-032 | SWITCH: door release, single gang, automatic door, touchless, wall mounted |  |  | 1 | DOOR | FALSE
AHDEC-036 | SWITCH: door release, double gang, automatic door, wall mounted |  |  | 1 | DOOR | TRUE
AHDEC-037 | SWITCH: door release, double gang, automatic door, touchless, wall mounted |  |  | 1 | DOOR | FALSE
AHDEC-101 | DOOR CONTROL: key switch, mode |  |  | 1 | DOOR | FALSE
AHDEC-111 | DOOR CONTROL: connection, interlocking system |  |  | 1 | DOOR | FALSE
AHDEC-112 | DOOR CONTROL: connection, interlocking system, active medical equipment shut-off |  |  | 1 | DOOR | FALSE
AHDEC-116 | DOOR CONTROL: connection, building management system (BMS), timed operation |  |  | 1 | DOOR | FALSE
AHDEL-001 | LOCK: security, access control activated, magnetic | ITSE-033 | LOCK: mag, access control activated | 1 | DOOR | FALSE
AHDEL-002 | LOCK: security, access control activated, electric strike |  |  | 1 | DOOR | FALSE
AHDEL-021 | LOCK: security, key switch, mode selection, automatic door |  |  | 1 | DOOR | FALSE
AHDHC-001 | DOOR HARDWARE: hold open, 1 leaf |  |  | 1 | DOOR | FALSE
AHDHC-002 | DOOR HARDWARE: hold open, 1 leaf, magnetic |  |  | 1 | DOOR | FALSE
AHDHC-003 | DOOR HARDWARE: hold open, 1 leaf, magnetic, connected to fire system |  |  | 1 | DOOR | FALSE
AHDHC-004 | DOOR HARDWARE: hold open, 1 leaf, magnetic, connected to building management system (BMS) |  |  | 1 | DOOR | FALSE
AHDHC-006 | DOOR HARDWARE: hold open, 2 leaves |  |  | 1 | DOOR | FALSE
AHDHC-007 | DOOR HARDWARE: hold open, 2 leaves, magnetic |  |  | 1 | DOOR | FALSE
AHDHC-008 | DOOR HARDWARE: hold open, 2 leaves, magnetic, connected to fire system |  |  | 1 | DOOR | FALSE
AHDHC-009 | DOOR HARDWARE: hold open, 2 leaves, magnetic, connected to building management system (BMS) |  |  | 1 | DOOR | FALSE
AHDHC-051 | DOOR HARDWARE: closer, 1 leaf |  |  | 1 | DOOR | FALSE
AHDHC-052 | DOOR HARDWARE: closer, 1 leaf, delayed action |  |  | 1 | DOOR | FALSE
AHDHC-054 | DOOR HARDWARE: closer, 1 leaf, tamper proof, anti-ligature |  |  | 1 | DOOR | FALSE
AHDHC-056 | DOOR HARDWARE: closer with hold open, 1 leaf |  |  | 1 | DOOR | FALSE
AHDHC-057 | DOOR HARDWARE: closer with hold open, 1 leaf, delayed action |  |  | 1 | DOOR | FALSE
AHDHC-059 | DOOR HARDWARE: closer with hold open, 1 leaf, tamper proof, anti-ligature |  |  | 1 | DOOR | FALSE
AHDHC-066 | DOOR HARDWARE: closer with hold open, 2 leaves, sequence selector |  |  | 1 | DOOR | FALSE
AHDHC-067 | DOOR HARDWARE: closer with hold open, 2 leaves, delayed action, sequence selector |  |  | 1 | DOOR | FALSE
AHDHG-001 | DOOR HARDWARE: swing, single hinge |  |  | 1 | DOOR | FALSE
AHDHG-002 | DOOR HARDWARE: swing, 2 hinges |  |  | 1 | DOOR | FALSE
AHDHG-003 | DOOR HARDWARE: swing, 3 hinges |  |  | 1 | DOOR | FALSE
AHDHG-004 | DOOR HARDWARE: swing, 4 hinges |  |  | 1 | DOOR | FALSE
AHDHG-005 | DOOR HARDWARE: swing, 5 hinges |  |  | 1 | DOOR | FALSE
AHDHG-006 | DOOR HARDWARE: swing, 6 hinges |  |  | 1 | DOOR | FALSE
AHDHG-011 | DOOR HARDWARE: pivot, single hinge |  |  | 1 | DOOR | FALSE
AHDHG-012 | DOOR HARDWARE: pivot, single hinge, anti-ligature |  |  | 1 | DOOR | FALSE
AHDHG-013 | DOOR HARDWARE: pivot, single hinge, anti-ligature, anti-barricade |  |  | 1 | DOOR | FALSE
AHDHG-021 | DOOR HARDWARE: folding, single hinge |  |  | 1 | DOOR | FALSE
AHDHG-022 | DOOR HARDWARE: folding, 2 hinges |  |  | 1 | DOOR | FALSE
AHDHG-023 | DOOR HARDWARE: folding, 3 hinges |  |  | 1 | DOOR | FALSE
AHDHG-024 | DOOR HARDWARE: folding, 4 hinges |  |  | 1 | DOOR | FALSE
AHDHG-025 | DOOR HARDWARE: folding, 5 hinges |  |  | 1 | DOOR | FALSE
AHDHG-026 | DOOR HARDWARE: folding, 6 hinges |  |  | 1 | DOOR | FALSE
AHDHP-001 | DOOR HARDWARE: lever handle |  |  | 1 | DOOR | FALSE
AHDHP-011 | DOOR HARDWARE: pull handle |  |  | 1 | DOOR | FALSE
AHDHP-012 | DOOR HARDWARE: pull handle, tamper proof, anti-ligature |  |  | 1 | DOOR | FALSE
AHDHP-016 | DOOR HARDWARE: pull handle, recessed |  |  | 1 | DOOR | FALSE
AHDHP-017 | DOOR HARDWARE: pull handle, recessed, tamper proof, anti-ligature |  |  | 1 | DOOR | FALSE
AHDHP-021 | DOOR HARDWARE: push plate |  |  | 1 | DOOR | FALSE
AHDHP-022 | DOOR HARDWARE: push plate, tamper proof, anti-ligature |  |  | 1 | DOOR | FALSE
AHDHP-026 | DOOR HARDWARE: push bar |  |  | 1 | DOOR | FALSE
AHDHP-031 | DOOR HARDWARE: push bar, emergency |  |  | 1 | DOOR | FALSE
AHDLL-001 | DOOR HARDWARE: lock |  |  | 1 | DOOR | FALSE
AHDLL-002 | DOOR HARDWARE: lock, exterior occupancy indicator |  |  | 1 | DOOR | FALSE
AHDLL-011 | DOOR HARDWARE: latch |  |  | 1 | DOOR | FALSE
AHDLL-051 | DOOR HARDWARE: privacy turn bolt lock, exterior occupancy indicator, slot emergency release |  |  | 1 | DOOR | FALSE
AHDLL-052 | DOOR HARDWARE: privacy turn bolt lock, exterior occupancy indicator, slot emergency release, accessible |  |  | 1 | DOOR | FALSE
AHDLL-053 | DOOR HARDWARE: privacy turn bolt lock, exterior occupancy indicator, slot emergency release, tamper proof, anti-ligature |  |  | 1 | DOOR | FALSE
AHDLL-056 | DOOR HARDWARE: privacy turn bolt lock, exterior occupancy indicator, snib emergency release |  |  | 1 | DOOR | FALSE
AHDLL-057 | DOOR HARDWARE: privacy turn bolt lock, exterior occupancy indicator, snib emergency release, accessible |  |  | 1 | DOOR | FALSE
AHDLL-058 | DOOR HARDWARE: privacy turn bolt lock, exterior occupancy indicator, snib emergency release, tamper proof, anti-ligature |  |  | 1 | DOOR | FALSE
AHDLL-061 | DOOR HARDWARE: privacy slide bolt lock, exterior occupancy indicator, slot emergency release |  |  | 1 | DOOR | FALSE
AHDLL-062 | DOOR HARDWARE: privacy slide bolt lock, exterior occupancy indicator, slot emergency release, accessible |  |  | 1 | DOOR | FALSE
AHDLL-063 | DOOR HARDWARE: privacy slide bolt lock, exterior occupancy indicator, slot emergency release, tamper proof, anti-ligature |  |  | 1 | DOOR | FALSE
AHDLL-066 | DOOR HARDWARE: privacy slide bolt lock, exterior occupancy indicator, snib emergency release |  |  | 1 | DOOR | FALSE
AHDLL-067 | DOOR HARDWARE: privacy slide bolt lock, exterior occupancy indicator, snib emergency release, accessible |  |  | 1 | DOOR | FALSE
AHDLL-068 | DOOR HARDWARE: privacy slide bolt lock, exterior occupancy indicator, snib emergency release, tamper proof, anti-ligature |  |  | 1 | DOOR | FALSE
AHDMO-001 | DOOR MOTORISATION: hinged, 1 leaf |  |  | 1 | DOOR | FALSE
AHDMO-002 | DOOR MOTORISATION: hinged, 2 leaf |  |  | 1 | DOOR | TRUE
AHDMO-006 | DOOR MOTORISATION: sliding, 1 leaf |  |  | 1 | DOOR | FALSE
AHDMO-007 | DOOR MOTORISATION: sliding, bi-parting, 2 leaves |  |  | 1 | DOOR | FALSE
AHDMO-011 | DOOR MOTORISATION: stacking, 1 leaf |  |  | 1 | DOOR | FALSE
AHDMO-012 | DOOR MOTORISATION: stacking, 2 leaves |  |  | 1 | DOOR | FALSE
AHDMO-013 | DOOR MOTORISATION: stacking, bi-parting, 2 leaves |  |  | 1 | DOOR | FALSE
AHDMO-014 | DOOR MOTORISATION: stacking, 3 leaves |  |  | 1 | DOOR | FALSE
AHDMO-015 | DOOR MOTORISATION: stacking, 4 leaves |  |  | 1 | DOOR | FALSE
AHDMO-016 | DOOR MOTORISATION: stacking, bi-parting, 4 leaves |  |  | 1 | DOOR | FALSE
AHDMO-031 | DOOR MOTORISATION: folding, 2 leaves |  |  | 1 | DOOR | FALSE
AHDMO-032 | DOOR MOTORISATION: folding, 3 leaves |  |  | 1 | DOOR | FALSE
AHDMO-033 | DOOR MOTORISATION: folding, 4 leaves |  |  | 1 | DOOR | FALSE
AHDMO-034 | DOOR MOTORISATION: folding, bi-parting, 4 leaves |  |  | 1 | DOOR | FALSE
AHDMO-041 | DOOR MOTORISATION: roller shutter |  |  | 1 | DOOR | FALSE
AHDMO-051 | DOOR MOTORISATION: proprietary system, operable wall, centre stack |  |  | 1 | DOOR | FALSE
AHDMO-052 | DOOR MOTORISATION: proprietary system, operable wall, side stack |  |  | 1 | DOOR | FALSE
AHDMO-053 | DOOR MOTORISATION: proprietary system, operable wall, remote stack |  |  | 1 | DOOR | FALSE
AHDSL-001 | DOOR SEAL: smoke |  |  | 1 | DOOR | FALSE
AHDSL-006 | DOOR SEAL: fire |  |  | 1 | DOOR | FALSE
AHDSL-011 | DOOR SEAL: acoustic |  |  | 1 | DOOR | FALSE
AHDSL-016 | DOOR SEAL: air pressure |  |  | 1 | DOOR | FALSE
AHDSL-021 | DOOR SEAL: weather |  |  | 1 | DOOR | FALSE
AHDSS-011 | DOOR SENSOR: door activation, motion detection, frame mounted |  |  | 1 | DOOR | FALSE
AHDSS-012 | DOOR SENSOR: door activation, motion detection, integral to frame |  |  | 1 | DOOR | FALSE
AHDSS-013 | DOOR SENSOR: door activation, motion detection, wall mounted |  |  | 1 | DOOR | FALSE
AHDSS-014 | DOOR SENSOR: door activation, motion detection, wall recessed |  |  | 1 | DOOR | FALSE
AHDSS-015 | DOOR SENSOR: door activation, motion detection, ceiling mounted |  |  | 1 | DOOR | FALSE
AHDSS-016 | DOOR SENSOR: door activation, motion detection, ceiling recessed |  |  | 1 | DOOR | FALSE
AHDSS-021 | DOOR SENSOR: door activation, RFID detection, frame mounted |  |  | 1 | DOOR | FALSE
AHDSS-022 | DOOR SENSOR: door activation, RFID detection, integral to frame |  |  | 1 | DOOR | FALSE
AHDSS-023 | DOOR SENSOR: door activation, RFID detection, wall mounted |  |  | 1 | DOOR | FALSE
AHDSS-024 | DOOR SENSOR: door activation, RFID detection, wall recessed |  |  | 1 | DOOR | FALSE
AHDSS-025 | DOOR SENSOR: door activation, RFID detection, ceiling mounted |  |  | 1 | DOOR | FALSE
AHDSS-026 | DOOR SENSOR: door activation, RFID detection, ceiling recessed |  |  | 1 | DOOR | FALSE
AHDSS-031 | DOOR SENSOR: door activation, wireless remote detection, frame mounted |  |  | 1 | DOOR | FALSE
AHDSS-032 | DOOR SENSOR: door activation, wireless remote detection, integral to frame |  |  | 1 | DOOR | FALSE
AHDSS-033 | DOOR SENSOR: door activation, wireless remote detection, wall mounted |  |  | 1 | DOOR | FALSE
AHDSS-034 | DOOR SENSOR: door activation, wireless remote detection, wall recessed |  |  | 1 | DOOR | FALSE
AHDSS-035 | DOOR SENSOR: door activation, wireless remote detection, ceiling mounted |  |  | 1 | DOOR | FALSE
AHDSS-036 | DOOR SENSOR: door activation, wireless remote detection, ceiling recessed |  |  | 1 | DOOR | FALSE
AHDST-001 | DOOR STOP: floor mounted |  |  | 1 | DOOR | FALSE
AHDST-002 | DOOR STOP: floor mounted, magnetic |  |  | 1 | DOOR | FALSE
AHDST-003 | DOOR STOP: floor mounted, tamper proof, anti-ligature |  |  | 1 | DOOR | FALSE
AHDST-011 | DOOR STOP: wall mounted |  |  | 1 | DOOR | FALSE
AHDST-012 | DOOR STOP: wall mounted, magnetic |  |  | 1 | DOOR | FALSE
AHDST-013 | DOOR STOP: wall mounted, tamper proof, anti-ligature |  |  | 1 | DOOR | FALSE
AHDST-021 | DOOR STOP: door mounted |  |  | 1 | DOOR | FALSE
AHDST-022 | DOOR STOP: door mounted, magnetic |  |  | 1 | DOOR | FALSE
AHWCV-001 | WINDOW COVERING: blind, roller, single | DWWD-001; DWWD-002; DWWD-004; DWWD-013 | BLIND: blackout; BLIND: holland; BLIND: roller; WINDOW DRESSING: external window | 1 | WIND | TRUE
AHWCV-002 | WINDOW COVERING: blind, roller, double | DWWD-006; DWWD-014 | BLIND: sun & heat block out; WINDOW DRESSING: external window, blackout | 1 | WIND | TRUE
AHWCV-006 | WINDOW COVERING: blind, venetian | DWWD-006 | BLIND: venetian | 1 | WIND | FALSE
AHWCV-011 | WINDOW COVERING: blind, vertical |  |  | 1 | WIND | FALSE
AHWCV-016 | WINDOW COVERING: blind, roman |  |  | 1 | WIND | FALSE
AHWCV-021 | WINDOW COVERING: blind, honeycomb |  |  | 1 | WIND | FALSE
AHWCV-051 | WINDOW COVERING: curtain, single | DWWD-009; DWWD-011; DWWD-012 | BLIND: with curtainsl; CURTAIN: window, drapes; CURTAIN: window, sheer | 1 | WIND | FALSE
AHWCV-052 | WINDOW COVERING: curtain, double |  |  | 1 | WIND | FALSE
AHWCV-071 | WINDOW COVERING: shutters |  |  | 1 | WIND | FALSE

## ALL Groups
Australasian Health Facility Guidelines
ICS DATA SHEET: Complete List - All Groups
PENDING AUSHFG REVIT MODEL UPDATE
Main group (Number) | Main group (Name) | Sub group (Number) | Sub group (Name) | Belongs to: Item Number | Serial | Item Number | Name | ICS v1.11 Item Code(s) | ICS v1.11 Item Description(s) | Budget: Code | Responsibility | To be modeled | ASE | In use within Standard Components | AusHFG Revit Content: Family Name | AusHFG Revit Content: Type Name
AF | Applied Finishes | DFI | Door Finishes |  | 001 | AFDFI-001 | DOOR LEAF FINISH: paint |  |  | 1 | DOOR | FALSE | FALSE | FALSE
AF | Applied Finishes | DFI | Door Finishes |  | 002 | AFDFI-002 | DOOR LEAF FINISH: laminate |  |  | 1 | DOOR | FALSE | FALSE | FALSE
AF | Applied Finishes | DFI | Door Finishes |  | 021 | AFDFI-021 | DOOR GLAZING FINISH: door leaf, privacy film |  |  | 1 | DOOR | TRUE | FALSE | FALSE
AF | Applied Finishes | DFI | Door Finishes |  | 022 | AFDFI-022 | DOOR GLAZING FINISH: door leaf, decal |  |  | 1 | DOOR | TRUE | FALSE | FALSE
AF | Applied Finishes | DFI | Door Finishes |  | 026 | AFDFI-026 | DOOR GLAZING FINISH: vision panel, privacy film |  |  | 1 | DOOR | TRUE | FALSE | TRUE
AF | Applied Finishes | DFI | Door Finishes |  | 027 | AFDFI-027 | DOOR GLAZING FINISH: vision panel, decal |  |  | 1 | DOOR | TRUE | FALSE | FALSE
AF | Applied Finishes | DFI | Door Finishes |  | 051 | AFDFI-051 | DOOR FRAME FINISH: paint |  |  | 1 | DOOR | FALSE | FALSE | FALSE
AF | Applied Finishes | DFI | Door Finishes |  | 052 | AFDFI-052 | DOOR FRAME FINISH: powdercoat |  |  | 1 | DOOR | FALSE | FALSE | FALSE
AF | Applied Finishes | DPR | Door Protection |  | 001 | AFDPR-001 | DOOR PROTECTION: kickplate |  |  | 1 | DOOR | TRUE | FALSE | FALSE
AF | Applied Finishes | DPR | Door Protection |  | 006 | AFDPR-006 | DOOR PROTECTION: plate |  |  | 1 | DOOR | TRUE | FALSE | FALSE
AF | Applied Finishes | DPR | Door Protection |  | 007 | AFDPR-007 | DOOR PROTECTION: plate, heavy duty |  |  | 1 | DOOR | TRUE | FALSE | FALSE
AF | Applied Finishes | DPR | Door Protection |  | 051 | AFDPR-051 | DOOR FRAME PROTECTION: corners |  |  | 1 | DOOR | TRUE | FALSE | FALSE
AF | Applied Finishes | DPR | Door Protection |  | 052 | AFDPR-052 | DOOR FRAME PROTECTION: corners, heavy duty |  |  | 1 | DOOR | TRUE | FALSE | FALSE
AF | Applied Finishes | DPR | Door Protection |  | 057 | AFDPR-057 | DOOR FRAME PROTECTION: full wrap, heavy duty |  |  | 1 | DOOR | TRUE | FALSE | FALSE
AF | Applied Finishes | DPR | Door Protection |  | 056 | AFDPR-056 | DOOR FRAME PROTECTION: full wrap |  |  | 1 | DOOR | TRUE | FALSE | FALSE
AF | Applied Finishes | DPR | Door Protection | AFDPR-001 | 01 | AFDPR-001.01 | DOOR PROTECTION: kickplate, to 300H | DWPR-001; DWPR-002; DWPR-003 | DOOR PROTECTION: kickplate, to 300 AFFL; DOOR PROTECTION: kickplate, to 300 AFFL, composite, prefinished; DOOR PROTECTION: kickplate, to 300 AFFL, vinyl, prefinished | 1 | DOOR | TRUE | FALSE | TRUE
AF | Applied Finishes | DPR | Door Protection | AFDPR-001 | 02 | AFDPR-001.02 | DOOR PROTECTION: kickplate, to 450H |  |  | 1 | DOOR | TRUE | FALSE | FALSE
AF | Applied Finishes | DPR | Door Protection | AFDPR-006 | 01 | AFDPR-006.01 | DOOR PROTECTION: plate, to 900H | DWPR-005; DWPR-006 | DOOR PROTECTION: protection plate to 900 AFFL; DOOR PROTECTION: protection plate, to 900 AFFL, PVC, prefinished | 1 | DOOR | TRUE | FALSE | TRUE
AF | Applied Finishes | DPR | Door Protection | AFDPR-006 | 02 | AFDPR-006.02 | DOOR PROTECTION: plate, to 1000H |  |  | 1 | DOOR | TRUE | FALSE | FALSE
AF | Applied Finishes | DPR | Door Protection | AFDPR-006 | 03 | AFDPR-006.03 | DOOR PROTECTION: plate, to 1200H | DWPR-004 | DOOR PROTECTION: protection plate, to 1200 AFFL, PVC, prefinished | 1 | DOOR | TRUE | FALSE | FALSE
AF | Applied Finishes | DPR | Door Protection | AFDPR-006 | 04 | AFDPR-006.04 | DOOR PROTECTION: plate, to 1500H |  |  | 1 | DOOR | TRUE | FALSE | FALSE
AF | Applied Finishes | DPR | Door Protection | AFDPR-006 | 05 | AFDPR-006.05 | DOOR PROTECTION: plate, full height | DWPR-011 | DOOR PROTECTION: protection plate, to full height | 1 | DOOR | TRUE | FALSE | TRUE
AF | Applied Finishes | DPR | Door Protection | AFDPR-007 | 01 | AFDPR-007.01 | DOOR PROTECTION: plate, heavy duty, to 900H | DWPR-005; DWPR-006 | DOOR PROTECTION: protection plate to 900 AFFL; DOOR PROTECTION: protection plate, to 900 AFFL, PVC, prefinished | 1 | DOOR | TRUE | FALSE | FALSE
AF | Applied Finishes | DPR | Door Protection | AFDPR-007 | 02 | AFDPR-007.02 | DOOR PROTECTION: plate, heavy duty, to 1000H |  |  | 1 | DOOR | TRUE | FALSE | FALSE
AF | Applied Finishes | DPR | Door Protection | AFDPR-007 | 03 | AFDPR-007.03 | DOOR PROTECTION: plate, heavy duty, to 1200H | DWPR-004 | DOOR PROTECTION: protection plate, to 1200 AFFL, PVC, prefinished | 1 | DOOR | TRUE | FALSE | FALSE
AF | Applied Finishes | DPR | Door Protection | AFDPR-007 | 04 | AFDPR-007.04 | DOOR PROTECTION: plate, heavy duty, to 1500H |  |  | 1 | DOOR | TRUE | FALSE | FALSE
AF | Applied Finishes | DPR | Door Protection | AFDPR-007 | 05 | AFDPR-007.05 | DOOR PROTECTION: plate, heavy duty, full height | DWPR-011 | DOOR PROTECTION: protection plate, to full height | 1 | DOOR | TRUE | FALSE | FALSE
AF | Applied Finishes | DPR | Door Protection | AFDPR-051 | 01 | AFDPR-051.01 | DOOR FRAME PROTECTION: corners, to 900H |  |  | 1 | DOOR | TRUE | FALSE | FALSE
AF | Applied Finishes | DPR | Door Protection | AFDPR-051 | 02 | AFDPR-051.02 | DOOR FRAME PROTECTION: corners, to 1000H |  |  | 1 | DOOR | TRUE | FALSE | FALSE
AF | Applied Finishes | DPR | Door Protection | AFDPR-051 | 03 | AFDPR-051.03 | DOOR FRAME PROTECTION: corners, to 1200H |  |  | 1 | DOOR | TRUE | FALSE | FALSE
AF | Applied Finishes | DPR | Door Protection | AFDPR-051 | 04 | AFDPR-051.04 | DOOR FRAME PROTECTION: corners, to 1500H |  |  | 1 | DOOR | TRUE | FALSE | FALSE
AF | Applied Finishes | DPR | Door Protection | AFDPR-051 | 05 | AFDPR-051.05 | DOOR FRAME PROTECTION: corners, full height |  |  | 1 | DOOR | TRUE | FALSE | FALSE
AF | Applied Finishes | DPR | Door Protection | AFDPR-052 | 01 | AFDPR-052.01 | DOOR FRAME PROTECTION: corners, heavy duty, to 900H |  |  | 1 | DOOR | TRUE | FALSE | FALSE
AF | Applied Finishes | DPR | Door Protection | AFDPR-052 | 02 | AFDPR-052.02 | DOOR FRAME PROTECTION: corners, heavy duty, to 1000H |  |  | 1 | DOOR | TRUE | FALSE | FALSE
AF | Applied Finishes | DPR | Door Protection | AFDPR-052 | 03 | AFDPR-052.03 | DOOR FRAME PROTECTION: corners, heavy duty, to 1200H |  |  | 1 | DOOR | TRUE | FALSE | FALSE
AF | Applied Finishes | DPR | Door Protection | AFDPR-052 | 04 | AFDPR-052.04 | DOOR FRAME PROTECTION: corners, heavy duty, to 1500H |  |  | 1 | DOOR | TRUE | FALSE | FALSE
AF | Applied Finishes | DPR | Door Protection | AFDPR-052 | 05 | AFDPR-052.05 | DOOR FRAME PROTECTION: corners, heavy duty, full height |  |  | 1 | DOOR | TRUE | FALSE | FALSE
AF | Applied Finishes | DPR | Door Protection | AFDPR-056 | 01 | AFDPR-056.01 | DOOR FRAME PROTECTION: full wrap, to 900H |  |  | 1 | DOOR | TRUE | FALSE | TRUE
AF | Applied Finishes | DPR | Door Protection | AFDPR-056 | 02 | AFDPR-056.02 | DOOR FRAME PROTECTION: full wrap, to 1000H |  |  | 1 | DOOR | TRUE | FALSE | FALSE
AF | Applied Finishes | DPR | Door Protection | AFDPR-056 | 03 | AFDPR-056.03 | DOOR FRAME PROTECTION: full wrap, to 1200H | DWPR-010 | DOOR PROTECTION: to door frame, PVC, prefinished | 1 | DOOR | TRUE | FALSE | FALSE
AF | Applied Finishes | DPR | Door Protection | AFDPR-056 | 04 | AFDPR-056.04 | DOOR FRAME PROTECTION: full wrap, to 1500H |  |  | 1 | DOOR | TRUE | FALSE | FALSE
AF | Applied Finishes | DPR | Door Protection | AFDPR-056 | 05 | AFDPR-056.05 | DOOR FRAME PROTECTION: full wrap, full height |  |  | 1 | DOOR | TRUE | FALSE | FALSE
AF | Applied Finishes | DPR | Door Protection | AFDPR-057 | 01 | AFDPR-057.01 | DOOR FRAME PROTECTION: full wrap, heavy duty, to 900H |  |  | 1 | DOOR | TRUE | FALSE | FALSE
AF | Applied Finishes | DPR | Door Protection | AFDPR-057 | 02 | AFDPR-057.02 | DOOR FRAME PROTECTION: full wrap, heavy duty, to 1000H |  |  | 1 | DOOR | TRUE | FALSE | FALSE
AF | Applied Finishes | DPR | Door Protection | AFDPR-057 | 03 | AFDPR-057.03 | DOOR FRAME PROTECTION: full wrap, heavy duty, to 1200H |  |  | 1 | DOOR | TRUE | FALSE | FALSE
AF | Applied Finishes | DPR | Door Protection | AFDPR-057 | 04 | AFDPR-057.04 | DOOR FRAME PROTECTION: full wrap, heavy duty, to 1500H |  |  | 1 | DOOR | TRUE | FALSE | FALSE
AF | Applied Finishes | DPR | Door Protection | AFDPR-057 | 05 | AFDPR-057.05 | DOOR FRAME PROTECTION: full wrap, heavy duty, full height |  |  | 1 | DOOR | TRUE | FALSE | FALSE
AF | Applied Finishes | WFI | Window Finishes |  | 021 | AFWFI-021 | WINDOW FINISH: privacy film |  |  | 1 | WIND | TRUE | FALSE | FALSE
AF | Applied Finishes | WFI | Window Finishes |  | 022 | AFWFI-022 | WINDOW FINISH: decal |  |  | 1 | WIND | TRUE | FALSE | FALSE
AF | Applied Finishes | WFI | Window Finishes |  | 051 | AFWFI-051 | WINDOW FRAME FINISH: paint |  |  | 1 | WIND | FALSE | FALSE | FALSE
AF | Applied Finishes | WFI | Window Finishes |  | 052 | AFWFI-052 | WINDOW FRAME FINISH: powdercoat |  |  | 1 | WIND | FALSE | FALSE | FALSE
AH | Applied Hardware | DBL | Door Bolts |  | 001 | AHDBL-001 | DOOR BOLT: barrel, surface mounted, to floor |  |  | 1 | DOOR | FALSE | FALSE | FALSE
AH | Applied Hardware | DBL | Door Bolts |  | 011 | AHDBL-011 | DOOR BOLT: reverse barrel, flush mounted, to floor |  |  | 1 | DOOR | FALSE | FALSE | FALSE
AH | Applied Hardware | DBL | Door Bolts |  | 012 | AHDBL-012 | DOOR BOLT: reverse barrel, flush mounted, to floor, key lockable |  |  | 1 | DOOR | FALSE | FALSE | FALSE
AH | Applied Hardware | DBL | Door Bolts |  | 006 | AHDBL-006 | DOOR BOLT: barrel, surface mounted, to door frame |  |  | 1 | DOOR | FALSE | FALSE | FALSE
AH | Applied Hardware | DBL | Door Bolts |  | 021 | AHDBL-021 | DOOR BOLT: panic, surface mounted, to floor |  |  | 1 | DOOR | FALSE | FALSE | FALSE
AH | Applied Hardware | DEC | Door Electronic Controls |  | 001 | AHDEC-001 | BUTTON: door release, push to enter/exit, wall mounted | ITSE-051 | BUTTON: push to exit | 1 | DOOR | TRUE | FALSE | FALSE
AH | Applied Hardware | DEC | Door Electronic Controls |  | 002 | AHDEC-002 | BUTTON: door release, push to enter/exit, bollard mounted |  |  | 1 | DOOR | TRUE | FALSE | FALSE
AH | Applied Hardware | DEC | Door Electronic Controls |  | 006 | AHDEC-006 | BUTTON: door release, push to enter/exit, automatic door, wall mounted |  |  | 1 | DOOR | TRUE | FALSE | FALSE
AH | Applied Hardware | DEC | Door Electronic Controls |  | 007 | AHDEC-007 | BUTTON: door release, push to enter/exit, automatic door, bollard mounted |  |  | 1 | DOOR | TRUE | FALSE | FALSE
AH | Applied Hardware | DEC | Door Electronic Controls |  | 031 | AHDEC-031 | SWITCH: door release, single gang, automatic door, wall mounted |  |  | 1 | DOOR | TRUE | FALSE | TRUE
AH | Applied Hardware | DEC | Door Electronic Controls |  | 036 | AHDEC-036 | SWITCH: door release, double gang, automatic door, wall mounted |  |  | 1 | DOOR | TRUE | FALSE | TRUE
AH | Applied Hardware | DEC | Door Electronic Controls |  | 101 | AHDEC-101 | DOOR CONTROL: key switch, mode |  |  | 1 | DOOR | TRUE | FALSE | FALSE
AH | Applied Hardware | DEC | Door Electronic Controls |  | 111 | AHDEC-111 | DOOR CONTROL: connection, interlocking system |  |  | 1 | DOOR | FALSE | FALSE | FALSE
AH | Applied Hardware | DEC | Door Electronic Controls |  | 112 | AHDEC-112 | DOOR CONTROL: connection, interlocking system, active medical equipment shut-off |  |  | 1 | DOOR | FALSE | FALSE | FALSE
AH | Applied Hardware | DEC | Door Electronic Controls |  | 116 | AHDEC-116 | DOOR CONTROL: connection, building management system (BMS), timed operation |  |  | 1 | DOOR | FALSE | FALSE | FALSE
AH | Applied Hardware | DEC | Door Electronic Controls |  | 032 | AHDEC-032 | SWITCH: door release, single gang, automatic door, touchless, wall mounted |  |  | 1 | DOOR | TRUE | FALSE | FALSE
AH | Applied Hardware | DEC | Door Electronic Controls |  | 037 | AHDEC-037 | SWITCH: door release, double gang, automatic door, touchless, wall mounted |  |  | 1 | DOOR | TRUE | FALSE | FALSE
AH | Applied Hardware | DEL | Door Electronic Locks and Latches |  | 001 | AHDEL-001 | LOCK: security, access control activated, magnetic | ITSE-033 | LOCK: mag, access control activated | 1 | DOOR | FALSE | FALSE | FALSE
AH | Applied Hardware | DEL | Door Electronic Locks and Latches |  | 002 | AHDEL-002 | LOCK: security, access control activated, electric strike |  |  | 1 | DOOR | FALSE | FALSE | FALSE
AH | Applied Hardware | DEL | Door Electronic Locks and Latches |  | 021 | AHDEL-021 | LOCK: security, key switch, mode selection, automatic door |  |  | 1 | DOOR | FALSE | FALSE | FALSE
AH | Applied Hardware | DHC | Door Hold and Close |  | 001 | AHDHC-001 | DOOR HARDWARE: hold open, 1 leaf |  |  | 1 | DOOR | FALSE | FALSE | FALSE
AH | Applied Hardware | DHC | Door Hold and Close |  | 002 | AHDHC-002 | DOOR HARDWARE: hold open, 1 leaf, magnetic |  |  | 1 | DOOR | FALSE | FALSE | FALSE
AH | Applied Hardware | DHC | Door Hold and Close |  | 051 | AHDHC-051 | DOOR HARDWARE: closer, 1 leaf |  |  | 1 | DOOR | FALSE | FALSE | FALSE
AH | Applied Hardware | DHC | Door Hold and Close |  | 056 | AHDHC-056 | DOOR HARDWARE: closer with hold open, 1 leaf |  |  | 1 | DOOR | FALSE | FALSE | FALSE
AH | Applied Hardware | DHC | Door Hold and Close |  | 003 | AHDHC-003 | DOOR HARDWARE: hold open, 1 leaf, magnetic, connected to fire system |  |  | 1 | DOOR | FALSE | FALSE | FALSE
AH | Applied Hardware | DHC | Door Hold and Close |  | 004 | AHDHC-004 | DOOR HARDWARE: hold open, 1 leaf, magnetic, connected to building management system (BMS) |  |  | 1 | DOOR | FALSE | FALSE | FALSE
AH | Applied Hardware | DHC | Door Hold and Close |  | 052 | AHDHC-052 | DOOR HARDWARE: closer, 1 leaf, delayed action |  |  | 1 | DOOR | FALSE | FALSE | FALSE
AH | Applied Hardware | DHC | Door Hold and Close |  | 057 | AHDHC-057 | DOOR HARDWARE: closer with hold open, 1 leaf, delayed action |  |  | 1 | DOOR | FALSE | FALSE | FALSE
AH | Applied Hardware | DHC | Door Hold and Close |  | 066 | AHDHC-066 | DOOR HARDWARE: closer with hold open, 2 leaves, sequence selector |  |  | 1 | DOOR | FALSE | FALSE | FALSE
AH | Applied Hardware | DHC | Door Hold and Close |  | 067 | AHDHC-067 | DOOR HARDWARE: closer with hold open, 2 leaves, delayed action, sequence selector |  |  | 1 | DOOR | FALSE | FALSE | FALSE
AH | Applied Hardware | DHC | Door Hold and Close |  | 006 | AHDHC-006 | DOOR HARDWARE: hold open, 2 leaves |  |  | 1 | DOOR | FALSE | FALSE | FALSE
AH | Applied Hardware | DHC | Door Hold and Close |  | 007 | AHDHC-007 | DOOR HARDWARE: hold open, 2 leaves, magnetic |  |  | 1 | DOOR | FALSE | FALSE | FALSE
AH | Applied Hardware | DHC | Door Hold and Close |  | 008 | AHDHC-008 | DOOR HARDWARE: hold open, 2 leaves, magnetic, connected to fire system |  |  | 1 | DOOR | FALSE | FALSE | FALSE
AH | Applied Hardware | DHC | Door Hold and Close |  | 009 | AHDHC-009 | DOOR HARDWARE: hold open, 2 leaves, magnetic, connected to building management system (BMS) |  |  | 1 | DOOR | FALSE | FALSE | FALSE
AH | Applied Hardware | DHC | Door Hold and Close |  | 054 | AHDHC-054 | DOOR HARDWARE: closer, 1 leaf, tamper proof, anti-ligature |  |  | 1 | DOOR | FALSE | FALSE | FALSE
AH | Applied Hardware | DHC | Door Hold and Close |  | 059 | AHDHC-059 | DOOR HARDWARE: closer with hold open, 1 leaf, tamper proof, anti-ligature |  |  | 1 | DOOR | FALSE | FALSE | FALSE
AH | Applied Hardware | DHG | Door Hinges |  | 001 | AHDHG-001 | DOOR HARDWARE: swing, single hinge |  |  | 1 | DOOR | FALSE | FALSE | FALSE
AH | Applied Hardware | DHG | Door Hinges |  | 002 | AHDHG-002 | DOOR HARDWARE: swing, 2 hinges |  |  | 1 | DOOR | FALSE | FALSE | FALSE
AH | Applied Hardware | DHG | Door Hinges |  | 003 | AHDHG-003 | DOOR HARDWARE: swing, 3 hinges |  |  | 1 | DOOR | FALSE | FALSE | FALSE
AH | Applied Hardware | DHG | Door Hinges |  | 004 | AHDHG-004 | DOOR HARDWARE: swing, 4 hinges |  |  | 1 | DOOR | FALSE | FALSE | FALSE
AH | Applied Hardware | DHG | Door Hinges |  | 005 | AHDHG-005 | DOOR HARDWARE: swing, 5 hinges |  |  | 1 | DOOR | FALSE | FALSE | FALSE
AH | Applied Hardware | DHG | Door Hinges |  | 006 | AHDHG-006 | DOOR HARDWARE: swing, 6 hinges |  |  | 1 | DOOR | FALSE | FALSE | FALSE
AH | Applied Hardware | DHG | Door Hinges |  | 011 | AHDHG-011 | DOOR HARDWARE: pivot, single hinge |  |  | 1 | DOOR | FALSE | FALSE | FALSE
AH | Applied Hardware | DHG | Door Hinges |  | 012 | AHDHG-012 | DOOR HARDWARE: pivot, single hinge, anti-ligature |  |  | 1 | DOOR | FALSE | FALSE | FALSE
AH | Applied Hardware | DHG | Door Hinges |  | 013 | AHDHG-013 | DOOR HARDWARE: pivot, single hinge, anti-ligature, anti-barricade |  |  | 1 | DOOR | FALSE | FALSE | FALSE
AH | Applied Hardware | DHG | Door Hinges |  | 021 | AHDHG-021 | DOOR HARDWARE: folding, single hinge |  |  | 1 | DOOR | FALSE | FALSE | FALSE
AH | Applied Hardware | DHG | Door Hinges |  | 022 | AHDHG-022 | DOOR HARDWARE: folding, 2 hinges |  |  | 1 | DOOR | FALSE | FALSE | FALSE
AH | Applied Hardware | DHG | Door Hinges |  | 023 | AHDHG-023 | DOOR HARDWARE: folding, 3 hinges |  |  | 1 | DOOR | FALSE | FALSE | FALSE
AH | Applied Hardware | DHG | Door Hinges |  | 024 | AHDHG-024 | DOOR HARDWARE: folding, 4 hinges |  |  | 1 | DOOR | FALSE | FALSE | FALSE
AH | Applied Hardware | DHG | Door Hinges |  | 025 | AHDHG-025 | DOOR HARDWARE: folding, 5 hinges |  |  | 1 | DOOR | FALSE | FALSE | FALSE
AH | Applied Hardware | DHG | Door Hinges |  | 026 | AHDHG-026 | DOOR HARDWARE: folding, 6 hinges |  |  | 1 | DOOR | FALSE | FALSE | FALSE
AH | Applied Hardware | DHP | Door Handles and Plates |  | 001 | AHDHP-001 | DOOR HARDWARE: lever handle |  |  | 1 | DOOR | FALSE | FALSE | FALSE
AH | Applied Hardware | DHP | Door Handles and Plates |  | 011 | AHDHP-011 | DOOR HARDWARE: pull handle |  |  | 1 | DOOR | FALSE | FALSE | FALSE
AH | Applied Hardware | DHP | Door Handles and Plates |  | 016 | AHDHP-016 | DOOR HARDWARE: pull handle, recessed |  |  | 1 | DOOR | FALSE | FALSE | FALSE
AH | Applied Hardware | DHP | Door Handles and Plates |  | 017 | AHDHP-017 | DOOR HARDWARE: pull handle, recessed, tamper proof, anti-ligature |  |  | 1 | DOOR | FALSE | FALSE | FALSE
AH | Applied Hardware | DHP | Door Handles and Plates |  | 021 | AHDHP-021 | DOOR HARDWARE: push plate |  |  | 1 | DOOR | FALSE | FALSE | FALSE
AH | Applied Hardware | DHP | Door Handles and Plates |  | 026 | AHDHP-026 | DOOR HARDWARE: push bar |  |  | 1 | DOOR | FALSE | FALSE | FALSE
AH | Applied Hardware | DHP | Door Handles and Plates |  | 012 | AHDHP-012 | DOOR HARDWARE: pull handle, tamper proof, anti-ligature |  |  | 1 | DOOR | FALSE | FALSE | FALSE
AH | Applied Hardware | DHP | Door Handles and Plates |  | 022 | AHDHP-022 | DOOR HARDWARE: push plate, tamper proof, anti-ligature |  |  | 1 | DOOR | FALSE | FALSE | FALSE
AH | Applied Hardware | DHP | Door Handles and Plates |  | 031 | AHDHP-031 | DOOR HARDWARE: push bar, emergency |  |  | 1 | DOOR | FALSE | FALSE | FALSE
AH | Applied Hardware | DLL | Door Locks and Latches |  | 001 | AHDLL-001 | DOOR HARDWARE: lock |  |  | 1 | DOOR | FALSE | FALSE | FALSE
AH | Applied Hardware | DLL | Door Locks and Latches |  | 002 | AHDLL-002 | DOOR HARDWARE: lock, exterior occupancy indicator |  |  | 1 | DOOR | FALSE | FALSE | FALSE
AH | Applied Hardware | DLL | Door Locks and Latches |  | 011 | AHDLL-011 | DOOR HARDWARE: latch |  |  | 1 | DOOR | FALSE | FALSE | FALSE
AH | Applied Hardware | DLL | Door Locks and Latches |  | 051 | AHDLL-051 | DOOR HARDWARE: privacy turn bolt lock, exterior occupancy indicator, slot emergency release |  |  | 1 | DOOR | FALSE | FALSE | FALSE
AH | Applied Hardware | DLL | Door Locks and Latches |  | 052 | AHDLL-052 | DOOR HARDWARE: privacy turn bolt lock, exterior occupancy indicator, slot emergency release, accessible |  |  | 1 | DOOR | FALSE | FALSE | FALSE
AH | Applied Hardware | DLL | Door Locks and Latches |  | 053 | AHDLL-053 | DOOR HARDWARE: privacy turn bolt lock, exterior occupancy indicator, slot emergency release, tamper proof, anti-ligature |  |  | 1 | DOOR | FALSE | FALSE | FALSE
AH | Applied Hardware | DLL | Door Locks and Latches |  | 056 | AHDLL-056 | DOOR HARDWARE: privacy turn bolt lock, exterior occupancy indicator, snib emergency release |  |  | 1 | DOOR | FALSE | FALSE | FALSE
AH | Applied Hardware | DLL | Door Locks and Latches |  | 057 | AHDLL-057 | DOOR HARDWARE: privacy turn bolt lock, exterior occupancy indicator, snib emergency release, accessible |  |  | 1 | DOOR | FALSE | FALSE | FALSE
AH | Applied Hardware | DLL | Door Locks and Latches |  | 058 | AHDLL-058 | DOOR HARDWARE: privacy turn bolt lock, exterior occupancy indicator, snib emergency release, tamper proof, anti-ligature |  |  | 1 | DOOR | FALSE | FALSE | FALSE
AH | Applied Hardware | DLL | Door Locks and Latches |  | 061 | AHDLL-061 | DOOR HARDWARE: privacy slide bolt lock, exterior occupancy indicator, slot emergency release |  |  | 1 | DOOR | FALSE | FALSE | FALSE
AH | Applied Hardware | DLL | Door Locks and Latches |  | 062 | AHDLL-062 | DOOR HARDWARE: privacy slide bolt lock, exterior occupancy indicator, slot emergency release, accessible |  |  | 1 | DOOR | FALSE | FALSE | FALSE
AH | Applied Hardware | DLL | Door Locks and Latches |  | 063 | AHDLL-063 | DOOR HARDWARE: privacy slide bolt lock, exterior occupancy indicator, slot emergency release, tamper proof, anti-ligature |  |  | 1 | DOOR | FALSE | FALSE | FALSE
AH | Applied Hardware | DLL | Door Locks and Latches |  | 066 | AHDLL-066 | DOOR HARDWARE: privacy slide bolt lock, exterior occupancy indicator, snib emergency release |  |  | 1 | DOOR | FALSE | FALSE | FALSE
AH | Applied Hardware | DLL | Door Locks and Latches |  | 067 | AHDLL-067 | DOOR HARDWARE: privacy slide bolt lock, exterior occupancy indicator, snib emergency release, accessible |  |  | 1 | DOOR | FALSE | FALSE | FALSE
AH | Applied Hardware | DLL | Door Locks and Latches |  | 068 | AHDLL-068 | DOOR HARDWARE: privacy slide bolt lock, exterior occupancy indicator, snib emergency release, tamper proof, anti-ligature |  |  | 1 | DOOR | FALSE | FALSE | FALSE
AH | Applied Hardware | DMO | Door Motorisation |  | 002 | AHDMO-002 | DOOR MOTORISATION: hinged, 2 leaf |  |  | 1 | DOOR | TRUE | FALSE | TRUE
AH | Applied Hardware | DMO | Door Motorisation |  | 006 | AHDMO-006 | DOOR MOTORISATION: sliding, 1 leaf |  |  | 1 | DOOR | TRUE | FALSE | FALSE
AH | Applied Hardware | DMO | Door Motorisation |  | 011 | AHDMO-011 | DOOR MOTORISATION: stacking, 1 leaf |  |  | 1 | DOOR | TRUE | FALSE | FALSE
AH | Applied Hardware | DMO | Door Motorisation |  | 031 | AHDMO-031 | DOOR MOTORISATION: folding, 2 leaves |  |  | 1 | DOOR | TRUE | FALSE | FALSE
AH | Applied Hardware | DMO | Door Motorisation |  | 051 | AHDMO-051 | DOOR MOTORISATION: proprietary system, operable wall, centre stack |  |  | 1 | DOOR | FALSE | FALSE | FALSE
AH | Applied Hardware | DMO | Door Motorisation |  | 001 | AHDMO-001 | DOOR MOTORISATION: hinged, 1 leaf |  |  | 1 | DOOR | TRUE | FALSE | FALSE
AH | Applied Hardware | DMO | Door Motorisation |  | 007 | AHDMO-007 | DOOR MOTORISATION: sliding, bi-parting, 2 leaves |  |  | 1 | DOOR | TRUE | FALSE | FALSE
AH | Applied Hardware | DMO | Door Motorisation |  | 012 | AHDMO-012 | DOOR MOTORISATION: stacking, 2 leaves |  |  | 1 | DOOR | TRUE | FALSE | FALSE
AH | Applied Hardware | DMO | Door Motorisation |  | 013 | AHDMO-013 | DOOR MOTORISATION: stacking, bi-parting, 2 leaves |  |  | 1 | DOOR | TRUE | FALSE | FALSE
AH | Applied Hardware | DMO | Door Motorisation |  | 014 | AHDMO-014 | DOOR MOTORISATION: stacking, 3 leaves |  |  | 1 | DOOR | TRUE | FALSE | FALSE
AH | Applied Hardware | DMO | Door Motorisation |  | 015 | AHDMO-015 | DOOR MOTORISATION: stacking, 4 leaves |  |  | 1 | DOOR | TRUE | FALSE | FALSE
AH | Applied Hardware | DMO | Door Motorisation |  | 016 | AHDMO-016 | DOOR MOTORISATION: stacking, bi-parting, 4 leaves |  |  | 1 | DOOR | TRUE | FALSE | FALSE
AH | Applied Hardware | DMO | Door Motorisation |  | 032 | AHDMO-032 | DOOR MOTORISATION: folding, 3 leaves |  |  | 1 | DOOR | TRUE | FALSE | FALSE
AH | Applied Hardware | DMO | Door Motorisation |  | 033 | AHDMO-033 | DOOR MOTORISATION: folding, 4 leaves |  |  | 1 | DOOR | TRUE | FALSE | FALSE
AH | Applied Hardware | DMO | Door Motorisation |  | 034 | AHDMO-034 | DOOR MOTORISATION: folding, bi-parting, 4 leaves |  |  | 1 | DOOR | TRUE | FALSE | FALSE
AH | Applied Hardware | DMO | Door Motorisation |  | 052 | AHDMO-052 | DOOR MOTORISATION: proprietary system, operable wall, side stack |  |  | 1 | DOOR | FALSE | FALSE | FALSE
AH | Applied Hardware | DMO | Door Motorisation |  | 053 | AHDMO-053 | DOOR MOTORISATION: proprietary system, operable wall, remote stack |  |  | 1 | DOOR | FALSE | FALSE | FALSE
AH | Applied Hardware | DMO | Door Motorisation |  | 041 | AHDMO-041 | DOOR MOTORISATION: roller shutter |  |  | 1 | DOOR | TRUE | FALSE | FALSE
AH | Applied Hardware | DSL | Door Seals |  | 001 | AHDSL-001 | DOOR SEAL: smoke |  |  | 1 | DOOR | FALSE | FALSE | FALSE
AH | Applied Hardware | DSL | Door Seals |  | 006 | AHDSL-006 | DOOR SEAL: fire |  |  | 1 | DOOR | FALSE | FALSE | FALSE
AH | Applied Hardware | DSL | Door Seals |  | 011 | AHDSL-011 | DOOR SEAL: acoustic |  |  | 1 | DOOR | FALSE | FALSE | FALSE
AH | Applied Hardware | DSL | Door Seals |  | 016 | AHDSL-016 | DOOR SEAL: air pressure |  |  | 1 | DOOR | FALSE | FALSE | FALSE
AH | Applied Hardware | DSL | Door Seals |  | 021 | AHDSL-021 | DOOR SEAL: weather |  |  | 1 | DOOR | FALSE | FALSE | FALSE
AH | Applied Hardware | DSS | Door Sensors |  | 011 | AHDSS-011 | DOOR SENSOR: door activation, motion detection, frame mounted |  |  | 1 | DOOR | TRUE | FALSE | FALSE
AH | Applied Hardware | DSS | Door Sensors |  | 021 | AHDSS-021 | DOOR SENSOR: door activation, RFID detection, frame mounted |  |  | 1 | DOOR | TRUE | FALSE | FALSE
AH | Applied Hardware | DSS | Door Sensors |  | 031 | AHDSS-031 | DOOR SENSOR: door activation, wireless remote detection, frame mounted |  |  | 1 | DOOR | TRUE | FALSE | FALSE
AH | Applied Hardware | DSS | Door Sensors |  | 012 | AHDSS-012 | DOOR SENSOR: door activation, motion detection, integral to frame |  |  | 1 | DOOR | TRUE | FALSE | FALSE
AH | Applied Hardware | DSS | Door Sensors |  | 013 | AHDSS-013 | DOOR SENSOR: door activation, motion detection, wall mounted |  |  | 1 | DOOR | TRUE | FALSE | FALSE
AH | Applied Hardware | DSS | Door Sensors |  | 014 | AHDSS-014 | DOOR SENSOR: door activation, motion detection, wall recessed |  |  | 1 | DOOR | TRUE | FALSE | FALSE
AH | Applied Hardware | DSS | Door Sensors |  | 015 | AHDSS-015 | DOOR SENSOR: door activation, motion detection, ceiling mounted |  |  | 1 | DOOR | TRUE | FALSE | FALSE
AH | Applied Hardware | DSS | Door Sensors |  | 016 | AHDSS-016 | DOOR SENSOR: door activation, motion detection, ceiling recessed |  |  | 1 | DOOR | TRUE | FALSE | FALSE
AH | Applied Hardware | DSS | Door Sensors |  | 022 | AHDSS-022 | DOOR SENSOR: door activation, RFID detection, integral to frame |  |  | 1 | DOOR | TRUE | FALSE | FALSE
AH | Applied Hardware | DSS | Door Sensors |  | 023 | AHDSS-023 | DOOR SENSOR: door activation, RFID detection, wall mounted |  |  | 1 | DOOR | TRUE | FALSE | FALSE
AH | Applied Hardware | DSS | Door Sensors |  | 024 | AHDSS-024 | DOOR SENSOR: door activation, RFID detection, wall recessed |  |  | 1 | DOOR | TRUE | FALSE | FALSE
AH | Applied Hardware | DSS | Door Sensors |  | 025 | AHDSS-025 | DOOR SENSOR: door activation, RFID detection, ceiling mounted |  |  | 1 | DOOR | TRUE | FALSE | FALSE
AH | Applied Hardware | DSS | Door Sensors |  | 026 | AHDSS-026 | DOOR SENSOR: door activation, RFID detection, ceiling recessed |  |  | 1 | DOOR | TRUE | FALSE | FALSE
AH | Applied Hardware | DSS | Door Sensors |  | 032 | AHDSS-032 | DOOR SENSOR: door activation, wireless remote detection, integral to frame |  |  | 1 | DOOR | TRUE | FALSE | FALSE
AH | Applied Hardware | DSS | Door Sensors |  | 033 | AHDSS-033 | DOOR SENSOR: door activation, wireless remote detection, wall mounted |  |  | 1 | DOOR | TRUE | FALSE | FALSE
AH | Applied Hardware | DSS | Door Sensors |  | 034 | AHDSS-034 | DOOR SENSOR: door activation, wireless remote detection, wall recessed |  |  | 1 | DOOR | TRUE | FALSE | FALSE
AH | Applied Hardware | DSS | Door Sensors |  | 035 | AHDSS-035 | DOOR SENSOR: door activation, wireless remote detection, ceiling mounted |  |  | 1 | DOOR | TRUE | FALSE | FALSE
AH | Applied Hardware | DSS | Door Sensors |  | 036 | AHDSS-036 | DOOR SENSOR: door activation, wireless remote detection, ceiling recessed |  |  | 1 | DOOR | TRUE | FALSE | FALSE
AH | Applied Hardware | DST | Door Stops |  | 001 | AHDST-001 | DOOR STOP: floor mounted |  |  | 1 | DOOR | FALSE | FALSE | FALSE
AH | Applied Hardware | DST | Door Stops |  | 002 | AHDST-002 | DOOR STOP: floor mounted, magnetic |  |  | 1 | DOOR | FALSE | FALSE | FALSE
AH | Applied Hardware | DST | Door Stops |  | 011 | AHDST-011 | DOOR STOP: wall mounted |  |  | 1 | DOOR | FALSE | FALSE | FALSE
AH | Applied Hardware | DST | Door Stops |  | 021 | AHDST-021 | DOOR STOP: door mounted |  |  | 1 | DOOR | FALSE | FALSE | FALSE
AH | Applied Hardware | DST | Door Stops |  | 003 | AHDST-003 | DOOR STOP: floor mounted, tamper proof, anti-ligature |  |  | 1 | DOOR | FALSE | FALSE | FALSE
AH | Applied Hardware | DST | Door Stops |  | 013 | AHDST-013 | DOOR STOP: wall mounted, tamper proof, anti-ligature |  |  | 1 | DOOR | FALSE | FALSE | FALSE
AH | Applied Hardware | DST | Door Stops |  | 012 | AHDST-012 | DOOR STOP: wall mounted, magnetic |  |  | 1 | DOOR | FALSE | FALSE | FALSE
AH | Applied Hardware | DST | Door Stops |  | 022 | AHDST-022 | DOOR STOP: door mounted, magnetic |  |  | 1 | DOOR | FALSE | FALSE | FALSE
AH | Applied Hardware | WCV | Window Coverings |  | 001 | AHWCV-001 | WINDOW COVERING: blind, roller, single | DWWD-001; DWWD-002; DWWD-004; DWWD-013 | BLIND: blackout; BLIND: holland; BLIND: roller; WINDOW DRESSING: external window | 1 | WIND | TRUE | FALSE | TRUE
AH | Applied Hardware | WCV | Window Coverings |  | 002 | AHWCV-002 | WINDOW COVERING: blind, roller, double | DWWD-006; DWWD-014 | BLIND: sun & heat block out; WINDOW DRESSING: external window, blackout | 1 | WIND | TRUE | FALSE | TRUE
AH | Applied Hardware | WCV | Window Coverings |  | 006 | AHWCV-006 | WINDOW COVERING: blind, venetian | DWWD-006 | BLIND: venetian | 1 | WIND | TRUE | FALSE | FALSE
AH | Applied Hardware | WCV | Window Coverings |  | 011 | AHWCV-011 | WINDOW COVERING: blind, vertical |  |  | 1 | WIND | TRUE | FALSE | FALSE
AH | Applied Hardware | WCV | Window Coverings |  | 016 | AHWCV-016 | WINDOW COVERING: blind, roman |  |  | 1 | WIND | TRUE | FALSE | FALSE
AH | Applied Hardware | WCV | Window Coverings |  | 021 | AHWCV-021 | WINDOW COVERING: blind, honeycomb |  |  | 1 | WIND | TRUE | FALSE | FALSE
AH | Applied Hardware | WCV | Window Coverings |  | 051 | AHWCV-051 | WINDOW COVERING: curtain, single | DWWD-009; DWWD-011; DWWD-012 | BLIND: with curtainsl; CURTAIN: window, drapes; CURTAIN: window, sheer | 1 | WIND | TRUE | FALSE | FALSE
AH | Applied Hardware | WCV | Window Coverings |  | 052 | AHWCV-052 | WINDOW COVERING: curtain, double |  |  | 1 | WIND | TRUE | FALSE | FALSE
AH | Applied Hardware | WCV | Window Coverings |  | 071 | AHWCV-071 | WINDOW COVERING: shutters |  |  | 1 | WIND | TRUE | FALSE | FALSE
CL | Ceilings and Cornices | BK | Bulkheads |  | 011 | CLBK-011 | BULKHEAD: flush set | CLGE-001 | CEILING: plasterboard, bulkhead, paint | 1 | INDES | TRUE | FALSE | TRUE
CL | Ceilings and Cornices | BK | Bulkheads |  | 012 | CLBK-012 | BULKHEAD: flush set, acoustic |  |  | 1 | INDES | TRUE | FALSE | TRUE
CL | Ceilings and Cornices | BK | Bulkheads |  | 013 | CLBK-013 | BULKHEAD: flush set, moisture resistant |  |  | 1 | INDES | TRUE | FALSE | FALSE
CL | Ceilings and Cornices | BK | Bulkheads |  | 014 | CLBK-014 | BULKHEAD: flush set, impact resistant |  |  | 1 | INDES | TRUE | FALSE | FALSE
CL | Ceilings and Cornices | BK | Bulkheads |  | 015 | CLBK-015 | BULKHEAD: flush set, fire resistant |  |  | 1 | INDES | TRUE | FALSE | FALSE
CL | Ceilings and Cornices | BK | Bulkheads |  | 021 | CLBK-021 | BULKHEAD: timber panel, prefinished |  |  | 1 | INDES | TRUE | FALSE | FALSE
CL | Ceilings and Cornices | BK | Bulkheads |  | 026 | CLBK-026 | BULKHEAD: timber cladding, prefinished |  |  | 1 | INDES | TRUE | FALSE | FALSE
CL | Ceilings and Cornices | BK | Bulkheads |  | 031 | CLBK-031 | BULKHEAD: timber batten, prefinished |  |  | 1 | INDES | TRUE | FALSE | FALSE
CL | Ceilings and Cornices | CN | Cornice |  | 011 | CLCN-011 | CORNICE: shadow angle, prefinished | CLCN-002 | CORNICE: aluminium, 24mm shadow angle, powdercoat | 1 | INDES | FALSE | FALSE | TRUE
CL | Ceilings and Cornices | CN | Cornice |  | 021 | CLCN-021 | CORNICE: coved | CLCN-006; CLCN-005 | CORNICE: plasterboard, 90mm to match ceiling finish, paint; CORNICE: plasterboard, 50mm to match ceiling finish, paint | 1 | INDES | FALSE | FALSE | FALSE
CL | Ceilings and Cornices | CN | Cornice |  | 022 | CLCN-022 | CORNICE: coved, flush to wall and ceiling | CLCN-007 | CORNICE: plasterboard, flush coved between wall and ceiling, paint | 1 | INDES | FALSE | FALSE | FALSE
CL | Ceilings and Cornices | CN | Cornice |  | 031 | CLCN-031 | CORNICE: square set | CLCN-008 | CORNICE: square set flush between wall and ceiling, paint | 1 | INDES | FALSE | FALSE | TRUE
CL | Ceilings and Cornices | CN | Cornice |  | 041 | CLCN-041 | CORNICE: wall trim fixing, prefinished | CLCN-009 | CORNICE: wall trim fixing | 1 | INDES | FALSE | FALSE | TRUE
CL | Ceilings and Cornices | FI | Ceiling Finish |  | 001 | CLFI-001 | CEILING FINISH: paint |  |  | 1 | INDES | FALSE | FALSE | TRUE
CL | Ceilings and Cornices | FI | Ceiling Finish |  | 002 | CLFI-002 | CEILING FINISH: paint, clinical areas |  |  | 1 | INDES | FALSE | FALSE | TRUE
CL | Ceilings and Cornices | FI | Ceiling Finish |  | 003 | CLFI-003 | CEILING FINISH: paint, sterile areas |  |  | 1 | INDES | FALSE | FALSE | TRUE
CL | Ceilings and Cornices | FS | Ceiling Flush Set |  | 011 | CLFS-011 | CEILING: flush set, suspended | CLFS-005; CLFS-006 | CEILING: plasterboard, flush set, suspended, paint, scrub resistant; CEILING: plasterboard, flush set, suspended, paint, washable | 1 | INDES | TRUE | FALSE | TRUE
CL | Ceilings and Cornices | FS | Ceiling Flush Set |  | 012 | CLFS-012 | CEILING: flush set, suspended, acoustic |  |  | 1 | INDES | TRUE | FALSE | TRUE
CL | Ceilings and Cornices | FS | Ceiling Flush Set |  | 013 | CLFS-013 | CEILING: flush set, suspended, moisture resistant | CLFS-008; CLFS-009 | CEILING: plasterboard, water resistant, flush set, suspended, paint, scrub resistant; CEILING: plasterboard, water resistant, flush set, suspended, paint, washable | 1 | INDES | TRUE | FALSE | TRUE
CL | Ceilings and Cornices | FS | Ceiling Flush Set |  | 014 | CLFS-014 | CEILING: flush set, suspended, impact resistant |  |  | 1 | INDES | TRUE | FALSE | TRUE
CL | Ceilings and Cornices | FS | Ceiling Flush Set |  | 015 | CLFS-015 | CEILING: flush set, suspended, fire resistant |  |  | 1 | INDES | TRUE | FALSE | FALSE
CL | Ceilings and Cornices | GE | General |  | 021 | CLGE-021 | CEILING: timber panel, prefinished |  |  | 1 | INDES | TRUE | FALSE | FALSE
CL | Ceilings and Cornices | GE | General |  | 022 | CLGE-022 | CEILING: timber panel, acoustic, prefinished |  |  | 1 | INDES | TRUE | FALSE | FALSE
CL | Ceilings and Cornices | GE | General |  | 026 | CLGE-026 | CEILING: timber cladding, prefinished |  |  | 1 | INDES | TRUE | FALSE | FALSE
CL | Ceilings and Cornices | GE | General |  | 027 | CLGE-027 | CEILING: timber cladding, acoustic, prefinished |  |  | 1 | INDES | TRUE | FALSE | FALSE
CL | Ceilings and Cornices | GE | General |  | 031 | CLGE-031 | CEILING: timber batten, prefinished |  |  | 1 | INDES | TRUE | FALSE | FALSE
CL | Ceilings and Cornices | GE | General |  | 032 | CLGE-032 | CEILING: timber batten, acoustic, prefinished |  |  | 1 | INDES | TRUE | FALSE | FALSE
CL | Ceilings and Cornices | GE | General |  | 041 | CLGE-041 | CEILING: cool room panels, prefinished |  |  | 1 | INDES | TRUE | FALSE | FALSE
CL | Ceilings and Cornices | GE | General |  | 061 | CLGE-061 | ACOUSTIC TREATMENT: ceiling panel, prefinished |  |  | 1 | INDES | TRUE | TRUE | FALSE
CL | Ceilings and Cornices | GE | General |  | 071 | CLGE-071 | ACOUSTIC TREATMENT: ceiling baffle, prefinished |  |  | 1 | INDES | TRUE | TRUE | FALSE
CL | Ceilings and Cornices | GE | General |  | 072 | CLGE-072 | ACOUSTIC TREATMENT: ceiling baffle system, prefinished |  |  | 1 | INDES | TRUE | TRUE | FALSE
CL | Ceilings and Cornices | GE | General |  | 076 | CLGE-076 | ACOUSTIC TREATMENT: ceiling baffle, suspended, prefinished |  |  | 1 | INDES | TRUE | TRUE | FALSE
CL | Ceilings and Cornices | GE | General |  | 077 | CLGE-077 | ACOUSTIC TREATMENT: ceiling baffle system, suspended, prefinished |  |  | 1 | INDES | TRUE | TRUE | FALSE
CL | Ceilings and Cornices | TI | Ceiling Tiled |  | 021 | CLTI-021 | CEILING: drop-in tiles, prefinished | CLTI-007 | CEILING: plasterboard, drop-in tiles, prefinished | 1 | INDES | TRUE | FALSE | TRUE
CL | Ceilings and Cornices | TI | Ceiling Tiled |  | 022 | CLTI-022 | CEILING: drop-in tiles, acoustic, prefinished | CLTI-001 | CEILING: acoustic, drop-in tiles | 1 | INDES | TRUE | FALSE | TRUE
CL | Ceilings and Cornices | TI | Ceiling Tiled |  | 023 | CLTI-023 | CEILING: drop-in tiles, anti-microbial, prefinished |  |  | 1 | INDES | TRUE | FALSE | FALSE
CL | Ceilings and Cornices | TI | Ceiling Tiled |  | 024 | CLTI-024 | CEILING: drop-in tiles, anti-microbial, acoustic, prefinished |  |  | 1 | INDES | TRUE | FALSE | FALSE
CL | Ceilings and Cornices | TI | Ceiling Tiled |  | 025 | CLTI-025 | CEILING: drop-in tiles, moisture resistant, prefinished | CLTI-013 | CEILING: plasterboard, water resistant, drop-in tiles, prefinished | 1 | INDES | TRUE | FALSE | FALSE
CL | Ceilings and Cornices | TI | Ceiling Tiled | CLTI-021 | 01 | CLTI-021.01 | CEILING: drop-in tiles, prefinished, 600 x 600 | CLTI-009 | CEILING: plasterboard, drop-in tiles, prefinished, 600 x 600 | 1 | INDES | TRUE | FALSE | FALSE
CL | Ceilings and Cornices | TI | Ceiling Tiled | CLTI-021 | 02 | CLTI-021.02 | CEILING: drop-in tiles, prefinished, 600 x 1200 | CLTI-008 | CEILING: plasterboard, drop-in tiles, prefinished, 600 x 1200 | 1 | INDES | TRUE | FALSE | TRUE
CL | Ceilings and Cornices | TI | Ceiling Tiled | CLTI-022 | 01 | CLTI-022.01 | CEILING: drop-in tiles, acoustic, prefinished, 600 x 600 | CLTI-003 | CEILING: acoustic, drop-in tiles, 600 x 600 | 1 | INDES | TRUE | FALSE | TRUE
CL | Ceilings and Cornices | TI | Ceiling Tiled | CLTI-022 | 02 | CLTI-022.02 | CEILING: drop-in tiles, acoustic, prefinished, 600 x 1200 | CLTI-002 | CEILING: acoustic, drop-in tiles, 600 x 1200 | 1 | INDES | TRUE | FALSE | TRUE
CL | Ceilings and Cornices | TI | Ceiling Tiled | CLTI-023 | 01 | CLTI-023.01 | CEILING: drop-in tiles, anti-microbial, prefinished, 600 x 600 |  |  | 1 | INDES | TRUE | FALSE | FALSE
CL | Ceilings and Cornices | TI | Ceiling Tiled | CLTI-023 | 02 | CLTI-023.02 | CEILING: drop-in tiles, anti-microbial, prefinished, 600 x 1200 |  |  | 1 | INDES | TRUE | FALSE | TRUE
CL | Ceilings and Cornices | TI | Ceiling Tiled | CLTI-024 | 01 | CLTI-024.01 | CEILING: drop-in tiles, anti-microbial, acoustic, prefinished, 600 x 600 |  |  | 1 | INDES | TRUE | FALSE | FALSE
CL | Ceilings and Cornices | TI | Ceiling Tiled | CLTI-024 | 02 | CLTI-024.02 | CEILING: drop-in tiles, anti-microbial, acoustic, prefinished, 600 x 1200 |  |  | 1 | INDES | TRUE | FALSE | TRUE
CL | Ceilings and Cornices | TI | Ceiling Tiled | CLTI-025 | 01 | CLTI-025.01 | CEILING: drop-in tiles, moisture resistant, prefinished, 600 x 600 | CLTI-015 | CEILING: plasterboard, water resistant, drop-in tiles, prefinished, 600 x 600 | 1 | INDES | TRUE | FALSE | FALSE
CL | Ceilings and Cornices | TI | Ceiling Tiled | CLTI-025 | 02 | CLTI-025.02 | CEILING: drop-in tiles, moisture resistant, prefinished, 600 x 1200 | CLTI-014 | CEILING: plasterboard, water resistant, drop-in tiles, prefinished, 600 x 1200 | 1 | INDES | TRUE | FALSE | FALSE
DO | Doors | FD | Folding |  | 001 | DOFD-001 | DOOR: folding, 2 leaves, 950 clear opening, solid |  |  | 1 | DOOR | TRUE | FALSE | FALSE
DO | Doors | FD | Folding |  | 002 | DOFD-002 | DOOR: folding, 2 leaves, 1000 clear opening, solid |  |  | 1 | DOOR | TRUE | FALSE | FALSE
DO | Doors | FD | Folding |  | 003 | DOFD-003 | DOOR: folding, 2 leaves, 1100 clear opening, solid |  |  | 1 | DOOR | TRUE | FALSE | FALSE
DO | Doors | FD | Folding |  | 004 | DOFD-004 | DOOR: folding, 2 leaves, 1200 clear opening, solid |  |  | 1 | DOOR | TRUE | FALSE | FALSE
DO | Doors | FD | Folding |  | 005 | DOFD-005 | DOOR: folding, 2 leaves, 1300 clear opening, solid |  |  | 1 | DOOR | TRUE | FALSE | FALSE
DO | Doors | FD | Folding |  | 006 | DOFD-006 | DOOR: folding, 2 leaves, 1400 clear opening, solid |  |  | 1 | DOOR | TRUE | FALSE | FALSE
DO | Doors | FD | Folding |  | 007 | DOFD-007 | DOOR: folding, 2 leaves, 1500 clear opening, solid |  |  | 1 | DOOR | TRUE | FALSE | FALSE
DO | Doors | FD | Folding |  | 011 | DOFD-011 | DOOR: folding, 2 leaves, 950 clear opening, solid, standard vison panel |  |  | 1 | DOOR | TRUE | FALSE | FALSE
DO | Doors | FD | Folding |  | 012 | DOFD-012 | DOOR: folding, 2 leaves, 1000 clear opening, solid, standard vison panel |  |  | 1 | DOOR | TRUE | FALSE | FALSE
DO | Doors | FD | Folding |  | 013 | DOFD-013 | DOOR: folding, 2 leaves, 1100 clear opening, solid, standard vison panel |  |  | 1 | DOOR | TRUE | FALSE | FALSE
DO | Doors | FD | Folding |  | 014 | DOFD-014 | DOOR: folding, 2 leaves, 1200 clear opening, solid, standard vison panel |  |  | 1 | DOOR | TRUE | FALSE | FALSE
DO | Doors | FD | Folding |  | 015 | DOFD-015 | DOOR: folding, 2 leaves, 1300 clear opening, solid, standard vison panel |  |  | 1 | DOOR | TRUE | FALSE | FALSE
DO | Doors | FD | Folding |  | 016 | DOFD-016 | DOOR: folding, 2 leaves, 1400 clear opening, solid, standard vison panel |  |  | 1 | DOOR | TRUE | FALSE | FALSE
DO | Doors | FD | Folding |  | 017 | DOFD-017 | DOOR: folding, 2 leaves, 1500 clear opening, solid, standard vison panel |  |  | 1 | DOOR | TRUE | FALSE | FALSE
DO | Doors | FD | Folding |  | 021 | DOFD-021 | DOOR: folding, 2 leaves, 950 clear opening, solid, small vison panel |  |  | 1 | DOOR | TRUE | FALSE | FALSE
DO | Doors | FD | Folding |  | 022 | DOFD-022 | DOOR: folding, 2 leaves, 1000 clear opening, solid, small vison panel |  |  | 1 | DOOR | TRUE | FALSE | FALSE
DO | Doors | FD | Folding |  | 023 | DOFD-023 | DOOR: folding, 2 leaves, 1100 clear opening, solid, small vison panel |  |  | 1 | DOOR | TRUE | FALSE | FALSE
DO | Doors | FD | Folding |  | 024 | DOFD-024 | DOOR: folding, 2 leaves, 1200 clear opening, solid, small vison panel |  |  | 1 | DOOR | TRUE | FALSE | FALSE
DO | Doors | FD | Folding |  | 025 | DOFD-025 | DOOR: folding, 2 leaves, 1300 clear opening, solid, small vison panel |  |  | 1 | DOOR | TRUE | FALSE | FALSE
DO | Doors | FD | Folding |  | 026 | DOFD-026 | DOOR: folding, 2 leaves, 1400 clear opening, solid, small vison panel |  |  | 1 | DOOR | TRUE | FALSE | FALSE
DO | Doors | FD | Folding |  | 027 | DOFD-027 | DOOR: folding, 2 leaves, 1500 clear opening, solid, small vison panel |  |  | 1 | DOOR | TRUE | FALSE | FALSE
DO | Doors | FD | Folding |  | 031 | DOFD-031 | DOOR: folding, 2 leaves, 950 clear opening, solid, tall vison panel |  |  | 1 | DOOR | TRUE | FALSE | FALSE
DO | Doors | FD | Folding |  | 032 | DOFD-032 | DOOR: folding, 2 leaves, 1000 clear opening, solid, tall vison panel |  |  | 1 | DOOR | TRUE | FALSE | FALSE
DO | Doors | FD | Folding |  | 033 | DOFD-033 | DOOR: folding, 2 leaves, 1100 clear opening, solid, tall vison panel |  |  | 1 | DOOR | TRUE | FALSE | FALSE
DO | Doors | FD | Folding |  | 034 | DOFD-034 | DOOR: folding, 2 leaves, 1200 clear opening, solid, tall vison panel |  |  | 1 | DOOR | TRUE | FALSE | FALSE
DO | Doors | FD | Folding |  | 035 | DOFD-035 | DOOR: folding, 2 leaves, 1300 clear opening, solid, tall vison panel |  |  | 1 | DOOR | TRUE | FALSE | FALSE
DO | Doors | FD | Folding |  | 036 | DOFD-036 | DOOR: folding, 2 leaves, 1400 clear opening, solid, tall vison panel |  |  | 1 | DOOR | TRUE | FALSE | FALSE
DO | Doors | FD | Folding |  | 037 | DOFD-037 | DOOR: folding, 2 leaves, 1500 clear opening, solid, tall vison panel |  |  | 1 | DOOR | TRUE | FALSE | FALSE
DO | Doors | FD | Folding |  | 041 | DOFD-041 | DOOR: folding, 2 leaves, 950 clear opening, solid, wide vison panel |  |  | 1 | DOOR | TRUE | FALSE | FALSE
DO | Doors | FD | Folding |  | 042 | DOFD-042 | DOOR: folding, 2 leaves, 1000 clear opening, solid, wide vison panel |  |  | 1 | DOOR | TRUE | FALSE | FALSE
DO | Doors | FD | Folding |  | 043 | DOFD-043 | DOOR: folding, 2 leaves, 1100 clear opening, solid, wide vison panel |  |  | 1 | DOOR | TRUE | FALSE | FALSE
DO | Doors | FD | Folding |  | 044 | DOFD-044 | DOOR: folding, 2 leaves, 1200 clear opening, solid, wide vison panel |  |  | 1 | DOOR | TRUE | FALSE | FALSE
DO | Doors | FD | Folding |  | 045 | DOFD-045 | DOOR: folding, 2 leaves, 1300 clear opening, solid, wide vison panel |  |  | 1 | DOOR | TRUE | FALSE | FALSE
DO | Doors | FD | Folding |  | 046 | DOFD-046 | DOOR: folding, 2 leaves, 1400 clear opening, solid, wide vison panel |  |  | 1 | DOOR | TRUE | FALSE | FALSE
DO | Doors | FD | Folding |  | 047 | DOFD-047 | DOOR: folding, 2 leaves, 1500 clear opening, solid, wide vison panel |  |  | 1 | DOOR | TRUE | FALSE | FALSE
DO | Doors | FD | Folding |  | 061 | DOFD-061 | DOOR: folding, 2 leaves, 950 clear opening, fully glazed, framed |  |  | 1 | DOOR | TRUE | FALSE | FALSE
DO | Doors | FD | Folding |  | 062 | DOFD-062 | DOOR: folding, 2 leaves, 1000 clear opening, fully glazed, framed |  |  | 1 | DOOR | TRUE | FALSE | FALSE
DO | Doors | FD | Folding |  | 063 | DOFD-063 | DOOR: folding, 2 leaves, 1100 clear opening, fully glazed, framed |  |  | 1 | DOOR | TRUE | FALSE | FALSE
DO | Doors | FD | Folding |  | 064 | DOFD-064 | DOOR: folding, 2 leaves, 1200 clear opening, fully glazed, framed |  |  | 1 | DOOR | TRUE | FALSE | FALSE
DO | Doors | FD | Folding |  | 065 | DOFD-065 | DOOR: folding, 2 leaves, 1300 clear opening, fully glazed, framed |  |  | 1 | DOOR | TRUE | FALSE | FALSE
DO | Doors | FD | Folding |  | 066 | DOFD-066 | DOOR: folding, 2 leaves, 1400 clear opening, fully glazed, framed |  |  | 1 | DOOR | TRUE | FALSE | FALSE
DO | Doors | FD | Folding |  | 067 | DOFD-067 | DOOR: folding, 2 leaves, 1500 clear opening, fully glazed, framed |  |  | 1 | DOOR | TRUE | FALSE | FALSE
DO | Doors | FD | Folding |  | 071 | DOFD-071 | DOOR: folding, 2 leaves, 950 clear opening, fully glazed, framed with mid-rail |  |  | 1 | DOOR | TRUE | FALSE | FALSE
DO | Doors | FD | Folding |  | 072 | DOFD-072 | DOOR: folding, 2 leaves, 1000 clear opening, fully glazed, framed with mid-rail |  |  | 1 | DOOR | TRUE | FALSE | FALSE
DO | Doors | FD | Folding |  | 073 | DOFD-073 | DOOR: folding, 2 leaves, 1100 clear opening, fully glazed, framed with mid-rail |  |  | 1 | DOOR | TRUE | FALSE | FALSE
DO | Doors | FD | Folding |  | 074 | DOFD-074 | DOOR: folding, 2 leaves, 1200 clear opening, fully glazed, framed with mid-rail |  |  | 1 | DOOR | TRUE | FALSE | FALSE
DO | Doors | FD | Folding |  | 075 | DOFD-075 | DOOR: folding, 2 leaves, 1300 clear opening, fully glazed, framed with mid-rail |  |  | 1 | DOOR | TRUE | FALSE | FALSE
DO | Doors | FD | Folding |  | 076 | DOFD-076 | DOOR: folding, 2 leaves, 1400 clear opening, fully glazed, framed with mid-rail |  |  | 1 | DOOR | TRUE | FALSE | FALSE
DO | Doors | FD | Folding |  | 077 | DOFD-077 | DOOR: folding, 2 leaves, 1500 clear opening, fully glazed, framed with mid-rail |  |  | 1 | DOOR | TRUE | FALSE | FALSE
DO | Doors | FD | Folding |  | 081 | DOFD-081 | DOOR: folding, 2 leaves, 950 clear opening, fully glazed, frameless |  |  | 1 | DOOR | TRUE | FALSE | FALSE
DO | Doors | FD | Folding |  | 082 | DOFD-082 | DOOR: folding, 2 leaves, 1000 clear opening, fully glazed, frameless |  |  | 1 | DOOR | TRUE | FALSE | FALSE
DO | Doors | FD | Folding |  | 083 | DOFD-083 | DOOR: folding, 2 leaves, 1100 clear opening, fully glazed, frameless |  |  | 1 | DOOR | TRUE | FALSE | FALSE
DO | Doors | FD | Folding |  | 084 | DOFD-084 | DOOR: folding, 2 leaves, 1200 clear opening, fully glazed, frameless |  |  | 1 | DOOR | TRUE | FALSE | FALSE
DO | Doors | FD | Folding |  | 085 | DOFD-085 | DOOR: folding, 2 leaves, 1300 clear opening, fully glazed, frameless |  |  | 1 | DOOR | TRUE | FALSE | FALSE
DO | Doors | FD | Folding |  | 086 | DOFD-086 | DOOR: folding, 2 leaves, 1400 clear opening, fully glazed, frameless |  |  | 1 | DOOR | TRUE | FALSE | FALSE
DO | Doors | FD | Folding |  | 087 | DOFD-087 | DOOR: folding, 2 leaves, 1500 clear opening, fully glazed, frameless |  |  | 1 | DOOR | TRUE | FALSE | FALSE
DO | Doors | FD | Folding |  | 101 | DOFD-101 | DOOR: folding, 3 leaves, 1800 clear opening, solid |  |  | 1 | DOOR | TRUE | FALSE | FALSE
DO | Doors | FD | Folding |  | 102 | DOFD-102 | DOOR: folding, 3 leaves, 1900 clear opening, solid |  |  | 1 | DOOR | TRUE | FALSE | FALSE
DO | Doors | FD | Folding |  | 103 | DOFD-103 | DOOR: folding, 3 leaves, 2000 clear opening, solid |  |  | 1 | DOOR | TRUE | FALSE | FALSE
DO | Doors | FD | Folding |  | 104 | DOFD-104 | DOOR: folding, 3 leaves, 2100 clear opening, solid |  |  | 1 | DOOR | TRUE | FALSE | FALSE
DO | Doors | FD | Folding |  | 105 | DOFD-105 | DOOR: folding, 3 leaves, 2200 clear opening, solid |  |  | 1 | DOOR | TRUE | FALSE | FALSE
DO | Doors | FD | Folding |  | 106 | DOFD-106 | DOOR: folding, 3 leaves, 2300 clear opening, solid |  |  | 1 | DOOR | TRUE | FALSE | FALSE
DO | Doors | FD | Folding |  | 107 | DOFD-107 | DOOR: folding, 3 leaves, 2400 clear opening, solid |  |  | 1 | DOOR | TRUE | FALSE | FALSE
DO | Doors | FD | Folding |  | 108 | DOFD-108 | DOOR: folding, 3 leaves, 2500 clear opening, solid |  |  | 1 | DOOR | TRUE | FALSE | FALSE
DO | Doors | FD | Folding |  | 109 | DOFD-109 | DOOR: folding, 3 leaves, 2600 clear opening, solid |  |  | 1 | DOOR | TRUE | FALSE | FALSE
DO | Doors | FD | Folding |  | 111 | DOFD-111 | DOOR: folding, 3 leaves, 1800 clear opening, solid, standard vison panel |  |  | 1 | DOOR | TRUE | FALSE | FALSE
DO | Doors | FD | Folding |  | 112 | DOFD-112 | DOOR: folding, 3 leaves, 1900 clear opening, solid, standard vison panel |  |  | 1 | DOOR | TRUE | FALSE | FALSE
DO | Doors | FD | Folding |  | 113 | DOFD-113 | DOOR: folding, 3 leaves, 2000 clear opening, solid, standard vison panel |  |  | 1 | DOOR | TRUE | FALSE | FALSE
DO | Doors | FD | Folding |  | 114 | DOFD-114 | DOOR: folding, 3 leaves, 2100 clear opening, solid, standard vison panel |  |  | 1 | DOOR | TRUE | FALSE | FALSE
DO | Doors | FD | Folding |  | 115 | DOFD-115 | DOOR: folding, 3 leaves, 2200 clear opening, solid, standard vison panel |  |  | 1 | DOOR | TRUE | FALSE | FALSE
DO | Doors | FD | Folding |  | 116 | DOFD-116 | DOOR: folding, 3 leaves, 2300 clear opening, solid, standard vison panel |  |  | 1 | DOOR | TRUE | FALSE | FALSE
DO | Doors | FD | Folding |  | 117 | DOFD-117 | DOOR: folding, 3 leaves, 2400 clear opening, solid, standard vison panel |  |  | 1 | DOOR | TRUE | FALSE | FALSE
DO | Doors | FD | Folding |  | 118 | DOFD-118 | DOOR: folding, 3 leaves, 2500 clear opening, solid, standard vison panel |  |  | 1 | DOOR | TRUE | FALSE | FALSE
DO | Doors | FD | Folding |  | 119 | DOFD-119 | DOOR: folding, 3 leaves, 2600 clear opening, solid, standard vison panel |  |  | 1 | DOOR | TRUE | FALSE | FALSE
DO | Doors | FD | Folding |  | 121 | DOFD-121 | DOOR: folding, 3 leaves, 1800 clear opening, solid, small vison panel |  |  | 1 | DOOR | TRUE | FALSE | FALSE
DO | Doors | FD | Folding |  | 122 | DOFD-122 | DOOR: folding, 3 leaves, 1900 clear opening, solid, small vison panel |  |  | 1 | DOOR | TRUE | FALSE | FALSE
DO | Doors | FD | Folding |  | 123 | DOFD-123 | DOOR: folding, 3 leaves, 2000 clear opening, solid, small vison panel |  |  | 1 | DOOR | TRUE | FALSE | FALSE
DO | Doors | FD | Folding |  | 124 | DOFD-124 | DOOR: folding, 3 leaves, 2100 clear opening, solid, small vison panel |  |  | 1 | DOOR | TRUE | FALSE | FALSE
DO | Doors | FD | Folding |  | 125 | DOFD-125 | DOOR: folding, 3 leaves, 2200 clear opening, solid, small vison panel |  |  | 1 | DOOR | TRUE | FALSE | FALSE
DO | Doors | FD | Folding |  | 126 | DOFD-126 | DOOR: folding, 3 leaves, 2300 clear opening, solid, small vison panel |  |  | 1 | DOOR | TRUE | FALSE | FALSE
DO | Doors | FD | Folding |  | 127 | DOFD-127 | DOOR: folding, 3 leaves, 2400 clear opening, solid, small vison panel |  |  | 1 | DOOR | TRUE | FALSE | FALSE
DO | Doors | FD | Folding |  | 128 | DOFD-128 | DOOR: folding, 3 leaves, 2500 clear opening, solid, small vison panel |  |  | 1 | DOOR | TRUE | FALSE | FALSE
DO | Doors | FD | Folding |  | 129 | DOFD-129 | DOOR: folding, 3 leaves, 2600 clear opening, solid, small vison panel |  |  | 1 | DOOR | TRUE | FALSE | FALSE
DO | Doors | FD | Folding |  | 131 | DOFD-131 | DOOR: folding, 3 leaves, 1800 clear opening, solid, tall vison panel |  |  | 1 | DOOR | TRUE | FALSE | FALSE
DO | Doors | FD | Folding |  | 132 | DOFD-132 | DOOR: folding, 3 leaves, 1900 clear opening, solid, tall vison panel |  |  | 1 | DOOR | TRUE | FALSE | FALSE
DO | Doors | FD | Folding |  | 133 | DOFD-133 | DOOR: folding, 3 leaves, 2000 clear opening, solid, tall vison panel |  |  | 1 | DOOR | TRUE | FALSE | FALSE
DO | Doors | FD | Folding |  | 134 | DOFD-134 | DOOR: folding, 3 leaves, 2100 clear opening, solid, tall vison panel |  |  | 1 | DOOR | TRUE | FALSE | FALSE
DO | Doors | FD | Folding |  | 135 | DOFD-135 | DOOR: folding, 3 leaves, 2200 clear opening, solid, tall vison panel |  |  | 1 | DOOR | TRUE | FALSE | FALSE
DO | Doors | FD | Folding |  | 136 | DOFD-136 | DOOR: folding, 3 leaves, 2300 clear opening, solid, tall vison panel |  |  | 1 | DOOR | TRUE | FALSE | FALSE
DO | Doors | FD | Folding |  | 137 | DOFD-137 | DOOR: folding, 3 leaves, 2400 clear opening, solid, tall vison panel |  |  | 1 | DOOR | TRUE | FALSE | FALSE
DO | Doors | FD | Folding |  | 138 | DOFD-138 | DOOR: folding, 3 leaves, 2500 clear opening, solid, tall vison panel |  |  | 1 | DOOR | TRUE | FALSE | FALSE
DO | Doors | FD | Folding |  | 139 | DOFD-139 | DOOR: folding, 3 leaves, 2600 clear opening, solid, tall vison panel |  |  | 1 | DOOR | TRUE | FALSE | FALSE
DO | Doors | FD | Folding |  | 141 | DOFD-141 | DOOR: folding, 3 leaves, 1800 clear opening, solid, wide vison panel |  |  | 1 | DOOR | TRUE | FALSE | FALSE
DO | Doors | FD | Folding |  | 142 | DOFD-142 | DOOR: folding, 3 leaves, 1900 clear opening, solid, wide vison panel |  |  | 1 | DOOR | TRUE | FALSE | FALSE
DO | Doors | FD | Folding |  | 143 | DOFD-143 | DOOR: folding, 3 leaves, 2000 clear opening, solid, wide vison panel |  |  | 1 | DOOR | TRUE | FALSE | FALSE
DO | Doors | FD | Folding |  | 144 | DOFD-144 | DOOR: folding, 3 leaves, 2100 clear opening, solid, wide vison panel |  |  | 1 | DOOR | TRUE | FALSE | FALSE
DO | Doors | FD | Folding |  | 145 | DOFD-145 | DOOR: folding, 3 leaves, 2200 clear opening, solid, wide vison panel |  |  | 1 | DOOR | TRUE | FALSE | FALSE
DO | Doors | FD | Folding |  | 146 | DOFD-146 | DOOR: folding, 3 leaves, 2300 clear opening, solid, wide vison panel |  |  | 1 | DOOR | TRUE | FALSE | FALSE
DO | Doors | FD | Folding |  | 147 | DOFD-147 | DOOR: folding, 3 leaves, 2400 clear opening, solid, wide vison panel |  |  | 1 | DOOR | TRUE | FALSE | FALSE
DO | Doors | FD | Folding |  | 148 | DOFD-148 | DOOR: folding, 3 leaves, 2500 clear opening, solid, wide vison panel |  |  | 1 | DOOR | TRUE | FALSE | FALSE
DO | Doors | FD | Folding |  | 149 | DOFD-149 | DOOR: folding, 3 leaves, 2600 clear opening, solid, wide vison panel |  |  | 1 | DOOR | TRUE | FALSE | FALSE
DO | Doors | FD | Folding |  | 161 | DOFD-161 | DOOR: folding, 3 leaves, 1800 clear opening, fully glazed, framed |  |  | 1 | DOOR | TRUE | FALSE | FALSE
DO | Doors | FD | Folding |  | 162 | DOFD-162 | DOOR: folding, 3 leaves, 1900 clear opening, fully glazed, framed |  |  | 1 | DOOR | TRUE | FALSE | FALSE
DO | Doors | FD | Folding |  | 163 | DOFD-163 | DOOR: folding, 3 leaves, 2000 clear opening, fully glazed, framed |  |  | 1 | DOOR | TRUE | FALSE | FALSE
DO | Doors | FD | Folding |  | 164 | DOFD-164 | DOOR: folding, 3 leaves, 2100 clear opening, fully glazed, framed |  |  | 1 | DOOR | TRUE | FALSE | FALSE
DO | Doors | FD | Folding |  | 165 | DOFD-165 | DOOR: folding, 3 leaves, 2200 clear opening, fully glazed, framed |  |  | 1 | DOOR | TRUE | FALSE | FALSE
DO | Doors | FD | Folding |  | 166 | DOFD-166 | DOOR: folding, 3 leaves, 2300 clear opening, fully glazed, framed |  |  | 1 | DOOR | TRUE | FALSE | FALSE
DO | Doors | FD | Folding |  | 167 | DOFD-167 | DOOR: folding, 3 leaves, 2400 clear opening, fully glazed, framed |  |  | 1 | DOOR | TRUE | FALSE | FALSE
DO | Doors | FD | Folding |  | 168 | DOFD-168 | DOOR: folding, 3 leaves, 2500 clear opening, fully glazed, framed |  |  | 1 | DOOR | TRUE | FALSE | FALSE
DO | Doors | FD | Folding |  | 169 | DOFD-169 | DOOR: folding, 3 leaves, 2600 clear opening, fully glazed, framed |  |  | 1 | DOOR | TRUE | FALSE | FALSE
DO | Doors | FD | Folding |  | 171 | DOFD-171 | DOOR: folding, 3 leaves, 1800 clear opening, fully glazed, framed with mid-rail |  |  | 1 | DOOR | TRUE | FALSE | FALSE
DO | Doors | FD | Folding |  | 172 | DOFD-172 | DOOR: folding, 3 leaves, 1900 clear opening, fully glazed, framed with mid-rail |  |  | 1 | DOOR | TRUE | FALSE | FALSE
DO | Doors | FD | Folding |  | 173 | DOFD-173 | DOOR: folding, 3 leaves, 2000 clear opening, fully glazed, framed with mid-rail |  |  | 1 | DOOR | TRUE | FALSE | FALSE
DO | Doors | FD | Folding |  | 174 | DOFD-174 | DOOR: folding, 3 leaves, 2100 clear opening, fully glazed, framed with mid-rail |  |  | 1 | DOOR | TRUE | FALSE | FALSE
DO | Doors | FD | Folding |  | 175 | DOFD-175 | DOOR: folding, 3 leaves, 2200 clear opening, fully glazed, framed with mid-rail |  |  | 1 | DOOR | TRUE | FALSE | FALSE
DO | Doors | FD | Folding |  | 176 | DOFD-176 | DOOR: folding, 3 leaves, 2300 clear opening, fully glazed, framed with mid-rail |  |  | 1 | DOOR | TRUE | FALSE | FALSE
DO | Doors | FD | Folding |  | 177 | DOFD-177 | DOOR: folding, 3 leaves, 2400 clear opening, fully glazed, framed with mid-rail |  |  | 1 | DOOR | TRUE | FALSE | FALSE
DO | Doors | FD | Folding |  | 178 | DOFD-178 | DOOR: folding, 3 leaves, 2500 clear opening, fully glazed, framed with mid-rail |  |  | 1 | DOOR | TRUE | FALSE | FALSE
DO | Doors | FD | Folding |  | 179 | DOFD-179 | DOOR: folding, 3 leaves, 2600 clear opening, fully glazed, framed with mid-rail |  |  | 1 | DOOR | TRUE | FALSE | FALSE
DO | Doors | FD | Folding |  | 181 | DOFD-181 | DOOR: folding, 3 leaves, 1800 clear opening, fully glazed, frameless |  |  | 1 | DOOR | TRUE | FALSE | FALSE
DO | Doors | FD | Folding |  | 182 | DOFD-182 | DOOR: folding, 3 leaves, 1900 clear opening, fully glazed, frameless |  |  | 1 | DOOR | TRUE | FALSE | FALSE
DO | Doors | FD | Folding |  | 183 | DOFD-183 | DOOR: folding, 3 leaves, 2000 clear opening, fully glazed, frameless |  |  | 1 | DOOR | TRUE | FALSE | FALSE
DO | Doors | FD | Folding |  | 184 | DOFD-184 | DOOR: folding, 3 leaves, 2100 clear opening, fully glazed, frameless |  |  | 1 | DOOR | TRUE | FALSE | FALSE
DO | Doors | FD | Folding |  | 185 | DOFD-185 | DOOR: folding, 3 leaves, 2200 clear opening, fully glazed, frameless |  |  | 1 | DOOR | TRUE | FALSE | FALSE
DO | Doors | FD | Folding |  | 186 | DOFD-186 | DOOR: folding, 3 leaves, 2300 clear opening, fully glazed, frameless |  |  | 1 | DOOR | TRUE | FALSE | FALSE
DO | Doors | FD | Folding |  | 187 | DOFD-187 | DOOR: folding, 3 leaves, 2400 clear opening, fully glazed, frameless |  |  | 1 | DOOR | TRUE | FALSE | FALSE
DO | Doors | FD | Folding |  | 188 | DOFD-188 | DOOR: folding, 3 leaves, 2500 clear opening, fully glazed, frameless |  |  | 1 | DOOR | TRUE | FALSE | FALSE
DO | Doors | FD | Folding |  | 189 | DOFD-189 | DOOR: folding, 3 leaves, 2600 clear opening, fully glazed, frameless |  |  | 1 | DOOR | TRUE | FALSE | FALSE
DO | Doors | FD | Folding |  | 201 | DOFD-201 | DOOR: folding, 4 leaves, 1800 clear opening, solid |  |  | 1 | DOOR | TRUE | FALSE | FALSE
DO | Doors | FD | Folding |  | 202 | DOFD-202 | DOOR: folding, 4 leaves, 2100 clear opening, solid |  |  | 1 | DOOR | TRUE | FALSE | FALSE
DO | Doors | FD | Folding |  | 203 | DOFD-203 | DOOR: folding, 4 leaves, 2400 clear opening, solid |  |  | 1 | DOOR | TRUE | FALSE | FALSE
DO | Doors | FD | Folding |  | 204 | DOFD-204 | DOOR: folding, 4 leaves, 2700 clear opening, solid |  |  | 1 | DOOR | TRUE | FALSE | FALSE
DO | Doors | FD | Folding |  | 205 | DOFD-205 | DOOR: folding, 4 leaves, 3000 clear opening, solid |  |  | 1 | DOOR | TRUE | FALSE | FALSE
DO | Doors | FD | Folding |  | 206 | DOFD-206 | DOOR: folding, 4 leaves, 3300 clear opening, solid |  |  | 1 | DOOR | TRUE | FALSE | FALSE
DO | Doors | FD | Folding |  | 207 | DOFD-207 | DOOR: folding, 4 leaves, 3600 clear opening, solid |  |  | 1 | DOOR | TRUE | FALSE | FALSE
DO | Doors | FD | Folding |  | 211 | DOFD-211 | DOOR: folding, 4 leaves, 1800 clear opening, solid, standard vison panel |  |  | 1 | DOOR | TRUE | FALSE | FALSE
DO | Doors | FD | Folding |  | 212 | DOFD-212 | DOOR: folding, 4 leaves, 2100 clear opening, solid, standard vison panel |  |  | 1 | DOOR | TRUE | FALSE | FALSE
DO | Doors | FD | Folding |  | 213 | DOFD-213 | DOOR: folding, 4 leaves, 2400 clear opening, solid, standard vison panel |  |  | 1 | DOOR | TRUE | FALSE | FALSE
DO | Doors | FD | Folding |  | 214 | DOFD-214 | DOOR: folding, 4 leaves, 2700 clear opening, solid, standard vison panel |  |  | 1 | DOOR | TRUE | FALSE | FALSE
DO | Doors | FD | Folding |  | 215 | DOFD-215 | DOOR: folding, 4 leaves, 3000 clear opening, solid, standard vison panel |  |  | 1 | DOOR | TRUE | FALSE | FALSE
DO | Doors | FD | Folding |  | 216 | DOFD-216 | DOOR: folding, 4 leaves, 3300 clear opening, solid, standard vison panel |  |  | 1 | DOOR | TRUE | FALSE | FALSE
DO | Doors | FD | Folding |  | 217 | DOFD-217 | DOOR: folding, 4 leaves, 3600 clear opening, solid, standard vison panel |  |  | 1 | DOOR | TRUE | FALSE | FALSE
DO | Doors | FD | Folding |  | 221 | DOFD-221 | DOOR: folding, 4 leaves, 1800 clear opening, solid, small vison panel |  |  | 1 | DOOR | TRUE | FALSE | FALSE
DO | Doors | FD | Folding |  | 222 | DOFD-222 | DOOR: folding, 4 leaves, 2100 clear opening, solid, small vison panel |  |  | 1 | DOOR | TRUE | FALSE | FALSE
DO | Doors | FD | Folding |  | 223 | DOFD-223 | DOOR: folding, 4 leaves, 2400 clear opening, solid, small vison panel |  |  | 1 | DOOR | TRUE | FALSE | FALSE
DO | Doors | FD | Folding |  | 224 | DOFD-224 | DOOR: folding, 4 leaves, 2700 clear opening, solid, small vison panel |  |  | 1 | DOOR | TRUE | FALSE | FALSE
DO | Doors | FD | Folding |  | 225 | DOFD-225 | DOOR: folding, 4 leaves, 3000 clear opening, solid, small vison panel |  |  | 1 | DOOR | TRUE | FALSE | FALSE
DO | Doors | FD | Folding |  | 226 | DOFD-226 | DOOR: folding, 4 leaves, 3300 clear opening, solid, small vison panel |  |  | 1 | DOOR | TRUE | FALSE | FALSE
DO | Doors | FD | Folding |  | 227 | DOFD-227 | DOOR: folding, 4 leaves, 3600 clear opening, solid, small vison panel |  |  | 1 | DOOR | TRUE | FALSE | FALSE
DO | Doors | FD | Folding |  | 231 | DOFD-231 | DOOR: folding, 4 leaves, 1800 clear opening, solid, tall vison panel |  |  | 1 | DOOR | TRUE | FALSE | FALSE
DO | Doors | FD | Folding |  | 232 | DOFD-232 | DOOR: folding, 4 leaves, 2100 clear opening, solid, tall vison panel |  |  | 1 | DOOR | TRUE | FALSE | FALSE
DO | Doors | FD | Folding |  | 233 | DOFD-233 | DOOR: folding, 4 leaves, 2400 clear opening, solid, tall vison panel |  |  | 1 | DOOR | TRUE | FALSE | FALSE
DO | Doors | FD | Folding |  | 234 | DOFD-234 | DOOR: folding, 4 leaves, 2700 clear opening, solid, tall vison panel |  |  | 1 | DOOR | TRUE | FALSE | FALSE
DO | Doors | FD | Folding |  | 235 | DOFD-235 | DOOR: folding, 4 leaves, 3000 clear opening, solid, tall vison panel |  |  | 1 | DOOR | TRUE | FALSE | FALSE
DO | Doors | FD | Folding |  | 236 | DOFD-236 | DOOR: folding, 4 leaves, 3300 clear opening, solid, tall vison panel |  |  | 1 | DOOR | TRUE | FALSE | FALSE
DO | Doors | FD | Folding |  | 237 | DOFD-237 | DOOR: folding, 4 leaves, 3600 clear opening, solid, tall vison panel |  |  | 1 | DOOR | TRUE | FALSE | FALSE
DO | Doors | FD | Folding |  | 241 | DOFD-241 | DOOR: folding, 4 leaves, 1800 clear opening, solid, wide vison panel |  |  | 1 | DOOR | TRUE | FALSE | FALSE
DO | Doors | FD | Folding |  | 242 | DOFD-242 | DOOR: folding, 4 leaves, 2100 clear opening, solid, wide vison panel |  |  | 1 | DOOR | TRUE | FALSE | FALSE
DO | Doors | FD | Folding |  | 243 | DOFD-243 | DOOR: folding, 4 leaves, 2400 clear opening, solid, wide vison panel |  |  | 1 | DOOR | TRUE | FALSE | FALSE
DO | Doors | FD | Folding |  | 244 | DOFD-244 | DOOR: folding, 4 leaves, 2700 clear opening, solid, wide vison panel |  |  | 1 | DOOR | TRUE | FALSE | FALSE
DO | Doors | FD | Folding |  | 245 | DOFD-245 | DOOR: folding, 4 leaves, 3000 clear opening, solid, wide vison panel |  |  | 1 | DOOR | TRUE | FALSE | FALSE
DO | Doors | FD | Folding |  | 246 | DOFD-246 | DOOR: folding, 4 leaves, 3300 clear opening, solid, wide vison panel |  |  | 1 | DOOR | TRUE | FALSE | FALSE
DO | Doors | FD | Folding |  | 247 | DOFD-247 | DOOR: folding, 4 leaves, 3600 clear opening, solid, wide vison panel |  |  | 1 | DOOR | TRUE | FALSE | FALSE
DO | Doors | FD | Folding |  | 261 | DOFD-261 | DOOR: folding, 4 leaves, 1800 clear opening, fully glazed, framed |  |  | 1 | DOOR | TRUE | FALSE | FALSE
DO | Doors | FD | Folding |  | 262 | DOFD-262 | DOOR: folding, 4 leaves, 2100 clear opening, fully glazed, framed |  |  | 1 | DOOR | TRUE | FALSE | FALSE
DO | Doors | FD | Folding |  | 263 | DOFD-263 | DOOR: folding, 4 leaves, 2400 clear opening, fully glazed, framed |  |  | 1 | DOOR | TRUE | FALSE | FALSE
DO | Doors | FD | Folding |  | 264 | DOFD-264 | DOOR: folding, 4 leaves, 2700 clear opening, fully glazed, framed |  |  | 1 | DOOR | TRUE | FALSE | FALSE
DO | Doors | FD | Folding |  | 265 | DOFD-265 | DOOR: folding, 4 leaves, 3000 clear opening, fully glazed, framed |  |  | 1 | DOOR | TRUE | FALSE | FALSE
DO | Doors | FD | Folding |  | 266 | DOFD-266 | DOOR: folding, 4 leaves, 3300 clear opening, fully glazed, framed |  |  | 1 | DOOR | TRUE | FALSE | FALSE
DO | Doors | FD | Folding |  | 267 | DOFD-267 | DOOR: folding, 4 leaves, 3600 clear opening, fully glazed, framed |  |  | 1 | DOOR | TRUE | FALSE | FALSE
DO | Doors | FD | Folding |  | 271 | DOFD-271 | DOOR: folding, 4 leaves, 1800 clear opening, fully glazed, framed with mid-rail |  |  | 1 | DOOR | TRUE | FALSE | FALSE
DO | Doors | FD | Folding |  | 272 | DOFD-272 | DOOR: folding, 4 leaves, 2100 clear opening, fully glazed, framed with mid-rail |  |  | 1 | DOOR | TRUE | FALSE | FALSE
DO | Doors | FD | Folding |  | 273 | DOFD-273 | DOOR: folding, 4 leaves, 2400 clear opening, fully glazed, framed with mid-rail |  |  | 1 | DOOR | TRUE | FALSE | FALSE
DO | Doors | FD | Folding |  | 274 | DOFD-274 | DOOR: folding, 4 leaves, 2700 clear opening, fully glazed, framed with mid-rail |  |  | 1 | DOOR | TRUE | FALSE | FALSE
DO | Doors | FD | Folding |  | 275 | DOFD-275 | DOOR: folding, 4 leaves, 3000 clear opening, fully glazed, framed with mid-rail |  |  | 1 | DOOR | TRUE | FALSE | FALSE
DO | Doors | FD | Folding |  | 276 | DOFD-276 | DOOR: folding, 4 leaves, 3300 clear opening, fully glazed, framed with mid-rail |  |  | 1 | DOOR | TRUE | FALSE | FALSE
DO | Doors | FD | Folding |  | 277 | DOFD-277 | DOOR: folding, 4 leaves, 3600 clear opening, fully glazed, framed with mid-rail |  |  | 1 | DOOR | TRUE | FALSE | FALSE
DO | Doors | FD | Folding |  | 281 | DOFD-281 | DOOR: folding, 4 leaves, 1800 clear opening, fully glazed, frameless |  |  | 1 | DOOR | TRUE | FALSE | FALSE
DO | Doors | FD | Folding |  | 282 | DOFD-282 | DOOR: folding, 4 leaves, 2100 clear opening, fully glazed, frameless |  |  | 1 | DOOR | TRUE | FALSE | FALSE
DO | Doors | FD | Folding |  | 283 | DOFD-283 | DOOR: folding, 4 leaves, 2400 clear opening, fully glazed, frameless |  |  | 1 | DOOR | TRUE | FALSE | FALSE
DO | Doors | FD | Folding |  | 284 | DOFD-284 | DOOR: folding, 4 leaves, 2700 clear opening, fully glazed, frameless |  |  | 1 | DOOR | TRUE | FALSE | FALSE
DO | Doors | FD | Folding |  | 285 | DOFD-285 | DOOR: folding, 4 leaves, 3000 clear opening, fully glazed, frameless |  |  | 1 | DOOR | TRUE | FALSE | FALSE
DO | Doors | FD | Folding |  | 286 | DOFD-286 | DOOR: folding, 4 leaves, 3300 clear opening, fully glazed, frameless |  |  | 1 | DOOR | TRUE | FALSE | FALSE
DO | Doors | FD | Folding |  | 287 | DOFD-287 | DOOR: folding, 4 leaves, 3600 clear opening, fully glazed, frameless |  |  | 1 | DOOR | TRUE | FALSE | FALSE
DO | Doors | FD | Folding |  | 301 | DOFD-301 | DOOR: folding, bi-parting, 4 leaves, 1800 clear opening, solid | DWGE-017 | DOOR: concertina folding leaf | 1 | DOOR | TRUE | FALSE | FALSE
DO | Doors | FD | Folding |  | 302 | DOFD-302 | DOOR: folding, bi-parting, 4 leaves, 2100 clear opening, solid | DWGE-015 | DOOR: concertina folding leaf | 1 | DOOR | TRUE | FALSE | FALSE
DO | Doors | FD | Folding |  | 303 | DOFD-303 | DOOR: folding, bi-parting, 4 leaves, 2400 clear opening, solid |  |  | 1 | DOOR | TRUE | FALSE | FALSE
DO | Doors | FD | Folding |  | 304 | DOFD-304 | DOOR: folding, bi-parting, 4 leaves, 2700 clear opening, solid |  |  | 1 | DOOR | TRUE | FALSE | FALSE
DO | Doors | FD | Folding |  | 305 | DOFD-305 | DOOR: folding, bi-parting, 4 leaves, 3000 clear opening, solid |  |  | 1 | DOOR | TRUE | FALSE | FALSE
DO | Doors | FD | Folding |  | 306 | DOFD-306 | DOOR: folding, bi-parting, 4 leaves, 3300 clear opening, solid |  |  | 1 | DOOR | TRUE | FALSE | FALSE
DO | Doors | FD | Folding |  | 307 | DOFD-307 | DOOR: folding, bi-parting, 4 leaves, 3600 clear opening, solid |  |  | 1 | DOOR | TRUE | FALSE | FALSE
DO | Doors | FD | Folding |  | 311 | DOFD-311 | DOOR: folding, bi-parting, 4 leaves, 1800 clear opening, solid, standard vison panel |  |  | 1 | DOOR | TRUE | FALSE | FALSE
DO | Doors | FD | Folding |  | 312 | DOFD-312 | DOOR: folding, bi-parting, 4 leaves, 2100 clear opening, solid, standard vison panel |  |  | 1 | DOOR | TRUE | FALSE | FALSE
DO | Doors | FD | Folding |  | 313 | DOFD-313 | DOOR: folding, bi-parting, 4 leaves, 2400 clear opening, solid, standard vison panel |  |  | 1 | DOOR | TRUE | FALSE | FALSE
DO | Doors | FD | Folding |  | 314 | DOFD-314 | DOOR: folding, bi-parting, 4 leaves, 2700 clear opening, solid, standard vison panel |  |  | 1 | DOOR | TRUE | FALSE | FALSE
DO | Doors | FD | Folding |  | 315 | DOFD-315 | DOOR: folding, bi-parting, 4 leaves, 3000 clear opening, solid, standard vison panel |  |  | 1 | DOOR | TRUE | FALSE | FALSE
DO | Doors | FD | Folding |  | 316 | DOFD-316 | DOOR: folding, bi-parting, 4 leaves, 3300 clear opening, solid, standard vison panel |  |  | 1 | DOOR | TRUE | FALSE | FALSE
DO | Doors | FD | Folding |  | 317 | DOFD-317 | DOOR: folding, bi-parting, 4 leaves, 3600 clear opening, solid, standard vison panel |  |  | 1 | DOOR | TRUE | FALSE | FALSE
DO | Doors | FD | Folding |  | 321 | DOFD-321 | DOOR: folding, bi-parting, 4 leaves, 1800 clear opening, solid, small vison panel |  |  | 1 | DOOR | TRUE | FALSE | FALSE
DO | Doors | FD | Folding |  | 322 | DOFD-322 | DOOR: folding, bi-parting, 4 leaves, 2100 clear opening, solid, small vison panel |  |  | 1 | DOOR | TRUE | FALSE | FALSE
DO | Doors | FD | Folding |  | 323 | DOFD-323 | DOOR: folding, bi-parting, 4 leaves, 2400 clear opening, solid, small vison panel |  |  | 1 | DOOR | TRUE | FALSE | FALSE
DO | Doors | FD | Folding |  | 324 | DOFD-324 | DOOR: folding, bi-parting, 4 leaves, 2700 clear opening, solid, small vison panel |  |  | 1 | DOOR | TRUE | FALSE | FALSE
DO | Doors | FD | Folding |  | 325 | DOFD-325 | DOOR: folding, bi-parting, 4 leaves, 3000 clear opening, solid, small vison panel |  |  | 1 | DOOR | TRUE | FALSE | FALSE
DO | Doors | FD | Folding |  | 326 | DOFD-326 | DOOR: folding, bi-parting, 4 leaves, 3300 clear opening, solid, small vison panel |  |  | 1 | DOOR | TRUE | FALSE | FALSE
DO | Doors | FD | Folding |  | 327 | DOFD-327 | DOOR: folding, bi-parting, 4 leaves, 3600 clear opening, solid, small vison panel |  |  | 1 | DOOR | TRUE | FALSE | FALSE
DO | Doors | FD | Folding |  | 331 | DOFD-331 | DOOR: folding, bi-parting, 4 leaves, 1800 clear opening, solid, tall vison panel |  |  | 1 | DOOR | TRUE | FALSE | FALSE
DO | Doors | FD | Folding |  | 332 | DOFD-332 | DOOR: folding, bi-parting, 4 leaves, 2100 clear opening, solid, tall vison panel |  |  | 1 | DOOR | TRUE | FALSE | FALSE
DO | Doors | FD | Folding |  | 333 | DOFD-333 | DOOR: folding, bi-parting, 4 leaves, 2400 clear opening, solid, tall vison panel |  |  | 1 | DOOR | TRUE | FALSE | FALSE
DO | Doors | FD | Folding |  | 334 | DOFD-334 | DOOR: folding, bi-parting, 4 leaves, 2700 clear opening, solid, tall vison panel |  |  | 1 | DOOR | TRUE | FALSE | FALSE
DO | Doors | FD | Folding |  | 335 | DOFD-335 | DOOR: folding, bi-parting, 4 leaves, 3000 clear opening, solid, tall vison panel |  |  | 1 | DOOR | TRUE | FALSE | FALSE
DO | Doors | FD | Folding |  | 336 | DOFD-336 | DOOR: folding, bi-parting, 4 leaves, 3300 clear opening, solid, tall vison panel |  |  | 1 | DOOR | TRUE | FALSE | FALSE
DO | Doors | FD | Folding |  | 337 | DOFD-337 | DOOR: folding, bi-parting, 4 leaves, 3600 clear opening, solid, tall vison panel |  |  | 1 | DOOR | TRUE | FALSE | FALSE
DO | Doors | FD | Folding |  | 341 | DOFD-341 | DOOR: folding, bi-parting, 4 leaves, 1800 clear opening, solid, wide vison panel |  |  | 1 | DOOR | TRUE | FALSE | FALSE
DO | Doors | FD | Folding |  | 342 | DOFD-342 | DOOR: folding, bi-parting, 4 leaves, 2100 clear opening, solid, wide vison panel |  |  | 1 | DOOR | TRUE | FALSE | FALSE
DO | Doors | FD | Folding |  | 343 | DOFD-343 | DOOR: folding, bi-parting, 4 leaves, 2400 clear opening, solid, wide vison panel |  |  | 1 | DOOR | TRUE | FALSE | FALSE
DO | Doors | FD | Folding |  | 344 | DOFD-344 | DOOR: folding, bi-parting, 4 leaves, 2700 clear opening, solid, wide vison panel |  |  | 1 | DOOR | TRUE | FALSE | FALSE
DO | Doors | FD | Folding |  | 345 | DOFD-345 | DOOR: folding, bi-parting, 4 leaves, 3000 clear opening, solid, wide vison panel |  |  | 1 | DOOR | TRUE | FALSE | FALSE
DO | Doors | FD | Folding |  | 346 | DOFD-346 | DOOR: folding, bi-parting, 4 leaves, 3300 clear opening, solid, wide vison panel |  |  | 1 | DOOR | TRUE | FALSE | FALSE
DO | Doors | FD | Folding |  | 347 | DOFD-347 | DOOR: folding, bi-parting, 4 leaves, 3600 clear opening, solid, wide vison panel |  |  | 1 | DOOR | TRUE | FALSE | FALSE
DO | Doors | FD | Folding |  | 361 | DOFD-361 | DOOR: folding, bi-parting, 4 leaves, 1800 clear opening, fully glazed, framed |  |  | 1 | DOOR | TRUE | FALSE | FALSE
DO | Doors | FD | Folding |  | 362 | DOFD-362 | DOOR: folding, bi-parting, 4 leaves, 2100 clear opening, fully glazed, framed |  |  | 1 | DOOR | TRUE | FALSE | FALSE
DO | Doors | FD | Folding |  | 363 | DOFD-363 | DOOR: folding, bi-parting, 4 leaves, 2400 clear opening, fully glazed, framed |  |  | 1 | DOOR | TRUE | FALSE | FALSE
DO | Doors | FD | Folding |  | 364 | DOFD-364 | DOOR: folding, bi-parting, 4 leaves, 2700 clear opening, fully glazed, framed |  |  | 1 | DOOR | TRUE | FALSE | FALSE
DO | Doors | FD | Folding |  | 365 | DOFD-365 | DOOR: folding, bi-parting, 4 leaves, 3000 clear opening, fully glazed, framed |  |  | 1 | DOOR | TRUE | FALSE | FALSE
DO | Doors | FD | Folding |  | 366 | DOFD-366 | DOOR: folding, bi-parting, 4 leaves, 3300 clear opening, fully glazed, framed |  |  | 1 | DOOR | TRUE | FALSE | FALSE
DO | Doors | FD | Folding |  | 367 | DOFD-367 | DOOR: folding, bi-parting, 4 leaves, 3600 clear opening, fully glazed, framed |  |  | 1 | DOOR | TRUE | FALSE | FALSE
DO | Doors | FD | Folding |  | 371 | DOFD-371 | DOOR: folding, bi-parting, 4 leaves, 1800 clear opening, fully glazed, framed with mid-rail |  |  | 1 | DOOR | TRUE | FALSE | FALSE
DO | Doors | FD | Folding |  | 372 | DOFD-372 | DOOR: folding, bi-parting, 4 leaves, 2100 clear opening, fully glazed, framed with mid-rail |  |  | 1 | DOOR | TRUE | FALSE | FALSE
DO | Doors | FD | Folding |  | 373 | DOFD-373 | DOOR: folding, bi-parting, 4 leaves, 2400 clear opening, fully glazed, framed with mid-rail |  |  | 1 | DOOR | TRUE | FALSE | FALSE
DO | Doors | FD | Folding |  | 374 | DOFD-374 | DOOR: folding, bi-parting, 4 leaves, 2700 clear opening, fully glazed, framed with mid-rail |  |  | 1 | DOOR | TRUE | FALSE | FALSE
DO | Doors | FD | Folding |  | 375 | DOFD-375 | DOOR: folding, bi-parting, 4 leaves, 3000 clear opening, fully glazed, framed with mid-rail |  |  | 1 | DOOR | TRUE | FALSE | FALSE
DO | Doors | FD | Folding |  | 376 | DOFD-376 | DOOR: folding, bi-parting, 4 leaves, 3300 clear opening, fully glazed, framed with mid-rail |  |  | 1 | DOOR | TRUE | FALSE | FALSE
DO | Doors | FD | Folding |  | 377 | DOFD-377 | DOOR: folding, bi-parting, 4 leaves, 3600 clear opening, fully glazed, framed with mid-rail |  |  | 1 | DOOR | TRUE | FALSE | FALSE
DO | Doors | FD | Folding |  | 381 | DOFD-381 | DOOR: folding, bi-parting, 4 leaves, 1800 clear opening, fully glazed, frameless |  |  | 1 | DOOR | TRUE | FALSE | FALSE
DO | Doors | FD | Folding |  | 382 | DOFD-382 | DOOR: folding, bi-parting, 4 leaves, 2100 clear opening, fully glazed, frameless |  |  | 1 | DOOR | TRUE | FALSE | FALSE
DO | Doors | FD | Folding |  | 383 | DOFD-383 | DOOR: folding, bi-parting, 4 leaves, 2400 clear opening, fully glazed, frameless |  |  | 1 | DOOR | TRUE | FALSE | FALSE
DO | Doors | FD | Folding |  | 384 | DOFD-384 | DOOR: folding, bi-parting, 4 leaves, 2700 clear opening, fully glazed, frameless |  |  | 1 | DOOR | TRUE | FALSE | FALSE
DO | Doors | FD | Folding |  | 385 | DOFD-385 | DOOR: folding, bi-parting, 4 leaves, 3000 clear opening, fully glazed, frameless |  |  | 1 | DOOR | TRUE | FALSE | FALSE
DO | Doors | FD | Folding |  | 386 | DOFD-386 | DOOR: folding, bi-parting, 4 leaves, 3300 clear opening, fully glazed, frameless |  |  | 1 | DOOR | TRUE | FALSE | FALSE
DO | Doors | FD | Folding |  | 387 | DOFD-387 | DOOR: folding, bi-parting, 4 leaves, 3600 clear opening, fully glazed, frameless |  |  | 1 | DOOR | TRUE | FALSE | FALSE
DO | Doors | HI | Hinged |  | 001 | DOHI-001 | DOOR: hinged, 1 leaf, 800 clear opening, solid |  |  | 1 | DOOR | TRUE | FALSE | FALSE
DO | Doors | HI | Hinged |  | 002 | DOHI-002 | DOOR: hinged, 1 leaf, 850 clear opening, solid |  |  | 1 | DOOR | TRUE | FALSE | FALSE
DO | Doors | HI | Hinged |  | 003 | DOHI-003 | DOOR: hinged, 1 leaf, 900 clear opening, solid |  |  | 1 | DOOR | TRUE | FALSE | FALSE
DO | Doors | HI | Hinged |  | 004 | DOHI-004 | DOOR: hinged, 1 leaf, 950 clear opening, solid |  |  | 1 | DOOR | TRUE | FALSE | FALSE
DO | Doors | HI | Hinged |  | 005 | DOHI-005 | DOOR: hinged, 1 leaf, 1000 clear opening, solid |  |  | 1 | DOOR | TRUE | FALSE | FALSE
DO | Doors | HI | Hinged |  | 006 | DOHI-006 | DOOR: hinged, 1 leaf, 1050 clear opening, solid |  |  | 1 | DOOR | TRUE | FALSE | FALSE
DO | Doors | HI | Hinged |  | 007 | DOHI-007 | DOOR: hinged, 1 leaf, 1100 clear opening, solid |  |  | 1 | DOOR | TRUE | FALSE | FALSE
DO | Doors | HI | Hinged |  | 008 | DOHI-008 | DOOR: hinged, 1 leaf, 1150 clear opening, solid |  |  | 1 | DOOR | TRUE | FALSE | FALSE
DO | Doors | HI | Hinged |  | 009 | DOHI-009 | DOOR: hinged, 1 leaf, 1200 clear opening, solid | DWSC-013 | DOOR: 1200mm c/o, single leaf, solid core, paint | 1 | DOOR | TRUE | FALSE | FALSE
DO | Doors | HI | Hinged |  | 011 | DOHI-011 | DOOR: hinged, 1 leaf, 800 clear opening, solid, standard vision panel |  |  | 1 | DOOR | TRUE | FALSE | FALSE
DO | Doors | HI | Hinged |  | 012 | DOHI-012 | DOOR: hinged, 1 leaf, 850 clear opening, solid, standard vision panel |  |  | 1 | DOOR | TRUE | FALSE | FALSE
DO | Doors | HI | Hinged |  | 013 | DOHI-013 | DOOR: hinged, 1 leaf, 900 clear opening, solid, standard vision panel |  |  | 1 | DOOR | TRUE | FALSE | FALSE
DO | Doors | HI | Hinged |  | 014 | DOHI-014 | DOOR: hinged, 1 leaf, 950 clear opening, solid, standard vision panel |  |  | 1 | DOOR | TRUE | FALSE | FALSE
DO | Doors | HI | Hinged |  | 015 | DOHI-015 | DOOR: hinged, 1 leaf, 1000 clear opening, solid, standard vision panel |  |  | 1 | DOOR | TRUE | FALSE | FALSE
DO | Doors | HI | Hinged |  | 016 | DOHI-016 | DOOR: hinged, 1 leaf, 1050 clear opening, solid, standard vision panel | DWGL-015 | DOOR: 1050mm c/o, single leaf, observation panel, solid core/glass, paint | 1 | DOOR | TRUE | FALSE | FALSE
DO | Doors | HI | Hinged |  | 017 | DOHI-017 | DOOR: hinged, 1 leaf, 1100 clear opening, solid, standard vision panel |  |  | 1 | DOOR | TRUE | FALSE | FALSE
DO | Doors | HI | Hinged |  | 018 | DOHI-018 | DOOR: hinged, 1 leaf, 1150 clear opening, solid, standard vision panel | DWGL-024 | DOOR: 1200mm c/o, single leaf, observation panel, solid core/glass, paint | 1 | DOOR | TRUE | FALSE | FALSE
DO | Doors | HI | Hinged |  | 019 | DOHI-019 | DOOR: hinged, 1 leaf, 1200 clear opening, solid, standard vision panel |  |  | 1 | DOOR | TRUE | FALSE | FALSE
DO | Doors | HI | Hinged |  | 021 | DOHI-021 | DOOR: hinged, 1 leaf, 800 clear opening, solid, small vision panel |  |  | 1 | DOOR | TRUE | FALSE | FALSE
DO | Doors | HI | Hinged |  | 022 | DOHI-022 | DOOR: hinged, 1 leaf, 850 clear opening, solid, small vision panel |  |  | 1 | DOOR | TRUE | FALSE | FALSE
DO | Doors | HI | Hinged |  | 023 | DOHI-023 | DOOR: hinged, 1 leaf, 900 clear opening, solid, small vision panel |  |  | 1 | DOOR | TRUE | FALSE | FALSE
DO | Doors | HI | Hinged |  | 024 | DOHI-024 | DOOR: hinged, 1 leaf, 950 clear opening, solid, small vision panel |  |  | 1 | DOOR | TRUE | FALSE | FALSE
DO | Doors | HI | Hinged |  | 025 | DOHI-025 | DOOR: hinged, 1 leaf, 1000 clear opening, solid, small vision panel |  |  | 1 | DOOR | TRUE | FALSE | FALSE
DO | Doors | HI | Hinged |  | 026 | DOHI-026 | DOOR: hinged, 1 leaf, 1050 clear opening, solid, small vision panel |  |  | 1 | DOOR | TRUE | FALSE | FALSE
DO | Doors | HI | Hinged |  | 027 | DOHI-027 | DOOR: hinged, 1 leaf, 1100 clear opening, solid, small vision panel |  |  | 1 | DOOR | TRUE | FALSE | FALSE
DO | Doors | HI | Hinged |  | 028 | DOHI-028 | DOOR: hinged, 1 leaf, 1150 clear opening, solid, small vision panel |  |  | 1 | DOOR | TRUE | FALSE | FALSE
DO | Doors | HI | Hinged |  | 029 | DOHI-029 | DOOR: hinged, 1 leaf, 1200 clear opening, solid, small vision panel |  |  | 1 | DOOR | TRUE | FALSE | FALSE
DO | Doors | HI | Hinged |  | 031 | DOHI-031 | DOOR: hinged, 1 leaf, 800 clear opening, solid, tall vision panel |  |  | 1 | DOOR | TRUE | FALSE | FALSE
DO | Doors | HI | Hinged |  | 032 | DOHI-032 | DOOR: hinged, 1 leaf, 850 clear opening, solid, tall vision panel |  |  | 1 | DOOR | TRUE | FALSE | FALSE
DO | Doors | HI | Hinged |  | 033 | DOHI-033 | DOOR: hinged, 1 leaf, 900 clear opening, solid, tall vision panel |  |  | 1 | DOOR | TRUE | FALSE | FALSE
DO | Doors | HI | Hinged |  | 034 | DOHI-034 | DOOR: hinged, 1 leaf, 950 clear opening, solid, tall vision panel |  |  | 1 | DOOR | TRUE | FALSE | FALSE
DO | Doors | HI | Hinged |  | 035 | DOHI-035 | DOOR: hinged, 1 leaf, 1000 clear opening, solid, tall vision panel |  |  | 1 | DOOR | TRUE | FALSE | FALSE
DO | Doors | HI | Hinged |  | 036 | DOHI-036 | DOOR: hinged, 1 leaf, 1050 clear opening, solid, tall vision panel |  |  | 1 | DOOR | TRUE | FALSE | FALSE
DO | Doors | HI | Hinged |  | 037 | DOHI-037 | DOOR: hinged, 1 leaf, 1100 clear opening, solid, tall vision panel |  |  | 1 | DOOR | TRUE | FALSE | FALSE
DO | Doors | HI | Hinged |  | 038 | DOHI-038 | DOOR: hinged, 1 leaf, 1150 clear opening, solid, tall vision panel |  |  | 1 | DOOR | TRUE | FALSE | FALSE
DO | Doors | HI | Hinged |  | 039 | DOHI-039 | DOOR: hinged, 1 leaf, 1200 clear opening, solid, tall vision panel |  |  | 1 | DOOR | TRUE | FALSE | FALSE
DO | Doors | HI | Hinged |  | 041 | DOHI-041 | DOOR: hinged, 1 leaf, 800 clear opening, solid, wide vision panel |  |  | 1 | DOOR | TRUE | FALSE | FALSE
DO | Doors | HI | Hinged |  | 042 | DOHI-042 | DOOR: hinged, 1 leaf, 850 clear opening, solid, wide vision panel |  |  | 1 | DOOR | TRUE | FALSE | FALSE
DO | Doors | HI | Hinged |  | 043 | DOHI-043 | DOOR: hinged, 1 leaf, 900 clear opening, solid, wide vision panel |  |  | 1 | DOOR | TRUE | FALSE | FALSE
DO | Doors | HI | Hinged |  | 044 | DOHI-044 | DOOR: hinged, 1 leaf, 950 clear opening, solid, wide vision panel |  |  | 1 | DOOR | TRUE | FALSE | FALSE
DO | Doors | HI | Hinged |  | 045 | DOHI-045 | DOOR: hinged, 1 leaf, 1000 clear opening, solid, wide vision panel |  |  | 1 | DOOR | TRUE | FALSE | FALSE
DO | Doors | HI | Hinged |  | 046 | DOHI-046 | DOOR: hinged, 1 leaf, 1050 clear opening, solid, wide vision panel |  |  | 1 | DOOR | TRUE | FALSE | FALSE
DO | Doors | HI | Hinged |  | 047 | DOHI-047 | DOOR: hinged, 1 leaf, 1100 clear opening, solid, wide vision panel |  |  | 1 | DOOR | TRUE | FALSE | FALSE
DO | Doors | HI | Hinged |  | 048 | DOHI-048 | DOOR: hinged, 1 leaf, 1150 clear opening, solid, wide vision panel |  |  | 1 | DOOR | TRUE | FALSE | FALSE
DO | Doors | HI | Hinged |  | 049 | DOHI-049 | DOOR: hinged, 1 leaf, 1200 clear opening, solid, wide vision panel |  |  | 1 | DOOR | TRUE | FALSE | FALSE
DO | Doors | HI | Hinged |  | 052 | DOHI-052 | DOOR: hinged, 1 leaf, 850 clear opening, solid, fire rated, fire vision panel |  |  | 1 | DOOR | TRUE | FALSE | FALSE
DO | Doors | HI | Hinged |  | 053 | DOHI-053 | DOOR: hinged, 1 leaf, 900 clear opening, solid, fire rated, fire vision panel |  |  | 1 | DOOR | TRUE | FALSE | FALSE
DO | Doors | HI | Hinged |  | 054 | DOHI-054 | DOOR: hinged, 1 leaf, 950 clear opening, solid, fire rated, fire vision panel |  |  | 1 | DOOR | TRUE | FALSE | FALSE
DO | Doors | HI | Hinged |  | 055 | DOHI-055 | DOOR: hinged, 1 leaf, 1000 clear opening, solid, fire rated, fire vision panel |  |  | 1 | DOOR | TRUE | FALSE | FALSE
DO | Doors | HI | Hinged |  | 056 | DOHI-056 | DOOR: hinged, 1 leaf, 1050 clear opening, solid, fire rated, fire vision panel |  |  | 1 | DOOR | TRUE | FALSE | FALSE
DO | Doors | HI | Hinged |  | 057 | DOHI-057 | DOOR: hinged, 1 leaf, 1100 clear opening, solid, fire rated, fire vision panel |  |  | 1 | DOOR | TRUE | FALSE | FALSE
DO | Doors | HI | Hinged |  | 058 | DOHI-058 | DOOR: hinged, 1 leaf, 1150 clear opening, solid, fire rated, fire vision panel |  |  | 1 | DOOR | TRUE | FALSE | FALSE
DO | Doors | HI | Hinged |  | 059 | DOHI-059 | DOOR: hinged, 1 leaf, 1200 clear opening, solid, fire rated, fire vision panel |  |  | 1 | DOOR | TRUE | FALSE | FALSE
DO | Doors | HI | Hinged |  | 061 | DOHI-061 | DOOR: hinged, 1 leaf, 800 clear opening, fully glazed, framed |  |  | 1 | DOOR | TRUE | FALSE | FALSE
DO | Doors | HI | Hinged |  | 062 | DOHI-062 | DOOR: hinged, 1 leaf, 850 clear opening, fully glazed, framed |  |  | 1 | DOOR | TRUE | FALSE | FALSE
DO | Doors | HI | Hinged |  | 063 | DOHI-063 | DOOR: hinged, 1 leaf, 900 clear opening, fully glazed, framed |  |  | 1 | DOOR | TRUE | FALSE | FALSE
DO | Doors | HI | Hinged |  | 064 | DOHI-064 | DOOR: hinged, 1 leaf, 950 clear opening, fully glazed, framed |  |  | 1 | DOOR | TRUE | FALSE | FALSE
DO | Doors | HI | Hinged |  | 065 | DOHI-065 | DOOR: hinged, 1 leaf, 1000 clear opening, fully glazed, framed |  |  | 1 | DOOR | TRUE | FALSE | FALSE
DO | Doors | HI | Hinged |  | 066 | DOHI-066 | DOOR: hinged, 1 leaf, 1050 clear opening, fully glazed, framed |  |  | 1 | DOOR | TRUE | FALSE | FALSE
DO | Doors | HI | Hinged |  | 067 | DOHI-067 | DOOR: hinged, 1 leaf, 1100 clear opening, fully glazed, framed |  |  | 1 | DOOR | TRUE | FALSE | FALSE
DO | Doors | HI | Hinged |  | 068 | DOHI-068 | DOOR: hinged, 1 leaf, 1150 clear opening, fully glazed, framed |  |  | 1 | DOOR | TRUE | FALSE | FALSE
DO | Doors | HI | Hinged |  | 069 | DOHI-069 | DOOR: hinged, 1 leaf, 1200 clear opening, fully glazed, framed |  |  | 1 | DOOR | TRUE | FALSE | FALSE
DO | Doors | HI | Hinged |  | 071 | DOHI-071 | DOOR: hinged, 1 leaf, 800 clear opening, fully glazed, framed with mid-rail |  |  | 1 | DOOR | TRUE | FALSE | FALSE
DO | Doors | HI | Hinged |  | 072 | DOHI-072 | DOOR: hinged, 1 leaf, 850 clear opening, fully glazed, framed with mid-rail |  |  | 1 | DOOR | TRUE | FALSE | FALSE
DO | Doors | HI | Hinged |  | 073 | DOHI-073 | DOOR: hinged, 1 leaf, 900 clear opening, fully glazed, framed with mid-rail |  |  | 1 | DOOR | TRUE | FALSE | FALSE
DO | Doors | HI | Hinged |  | 074 | DOHI-074 | DOOR: hinged, 1 leaf, 950 clear opening, fully glazed, framed with mid-rail |  |  | 1 | DOOR | TRUE | FALSE | FALSE
DO | Doors | HI | Hinged |  | 075 | DOHI-075 | DOOR: hinged, 1 leaf, 1000 clear opening, fully glazed, framed with mid-rail |  |  | 1 | DOOR | TRUE | FALSE | FALSE
DO | Doors | HI | Hinged |  | 076 | DOHI-076 | DOOR: hinged, 1 leaf, 1050 clear opening, fully glazed, framed with mid-rail |  |  | 1 | DOOR | TRUE | FALSE | FALSE
DO | Doors | HI | Hinged |  | 077 | DOHI-077 | DOOR: hinged, 1 leaf, 1100 clear opening, fully glazed, framed with mid-rail |  |  | 1 | DOOR | TRUE | FALSE | FALSE
DO | Doors | HI | Hinged |  | 078 | DOHI-078 | DOOR: hinged, 1 leaf, 1150 clear opening, fully glazed, framed with mid-rail |  |  | 1 | DOOR | TRUE | FALSE | FALSE
DO | Doors | HI | Hinged |  | 079 | DOHI-079 | DOOR: hinged, 1 leaf, 1200 clear opening, fully glazed, framed with mid-rail |  |  | 1 | DOOR | TRUE | FALSE | FALSE
DO | Doors | HI | Hinged |  | 081 | DOHI-081 | DOOR: hinged, 1 leaf, 800 clear opening, fully glazed, frameless |  |  | 1 | DOOR | TRUE | FALSE | FALSE
DO | Doors | HI | Hinged |  | 082 | DOHI-082 | DOOR: hinged, 1 leaf, 850 clear opening, fully glazed, frameless |  |  | 1 | DOOR | TRUE | FALSE | FALSE
DO | Doors | HI | Hinged |  | 083 | DOHI-083 | DOOR: hinged, 1 leaf, 900 clear opening, fully glazed, frameless |  |  | 1 | DOOR | TRUE | FALSE | FALSE
DO | Doors | HI | Hinged |  | 084 | DOHI-084 | DOOR: hinged, 1 leaf, 950 clear opening, fully glazed, frameless |  |  | 1 | DOOR | TRUE | FALSE | FALSE
DO | Doors | HI | Hinged |  | 085 | DOHI-085 | DOOR: hinged, 1 leaf, 1000 clear opening, fully glazed, frameless |  |  | 1 | DOOR | TRUE | FALSE | FALSE
DO | Doors | HI | Hinged |  | 086 | DOHI-086 | DOOR: hinged, 1 leaf, 1050 clear opening, fully glazed, frameless |  |  | 1 | DOOR | TRUE | FALSE | FALSE
DO | Doors | HI | Hinged |  | 087 | DOHI-087 | DOOR: hinged, 1 leaf, 1100 clear opening, fully glazed, frameless |  |  | 1 | DOOR | TRUE | FALSE | FALSE
DO | Doors | HI | Hinged |  | 088 | DOHI-088 | DOOR: hinged, 1 leaf, 1150 clear opening, fully glazed, frameless |  |  | 1 | DOOR | TRUE | FALSE | FALSE
DO | Doors | HI | Hinged |  | 089 | DOHI-089 | DOOR: hinged, 1 leaf, 1200 clear opening, fully glazed, frameless |  |  | 1 | DOOR | TRUE | FALSE | FALSE
DO | Doors | HI | Hinged |  | 101 | DOHI-101 | DOOR: hinged, 1 1/2 leaves, 1100 clear opening, solid |  |  | 1 | DOOR | TRUE | FALSE | FALSE
DO | Doors | HI | Hinged |  | 102 | DOHI-102 | DOOR: hinged, 1 1/2 leaves, 1200 clear opening, solid |  |  | 1 | DOOR | TRUE | FALSE | FALSE
DO | Doors | HI | Hinged |  | 103 | DOHI-103 | DOOR: hinged, 1 1/2 leaves, 1300 clear opening, solid |  |  | 1 | DOOR | TRUE | FALSE | FALSE
DO | Doors | HI | Hinged |  | 104 | DOHI-104 | DOOR: hinged, 1 1/2 leaves, 1400 clear opening, solid |  |  | 1 | DOOR | TRUE | FALSE | FALSE
DO | Doors | HI | Hinged |  | 105 | DOHI-105 | DOOR: hinged, 1 1/2 leaves, 1500 clear opening, solid |  |  | 1 | DOOR | TRUE | FALSE | FALSE
DO | Doors | HI | Hinged |  | 106 | DOHI-106 | DOOR: hinged, 1 1/2 leaves, 1600 clear opening, solid | DWSC-027 | DOOR: 1600mm c/o, 1 1/2 leaf, solid core, paint | 1 | DOOR | TRUE | FALSE | FALSE
DO | Doors | HI | Hinged |  | 111 | DOHI-111 | DOOR: hinged, 1 1/2 leaves, 1100 clear opening, solid, standard vision panel |  |  | 1 | DOOR | TRUE | FALSE | FALSE
DO | Doors | HI | Hinged |  | 112 | DOHI-112 | DOOR: hinged, 1 1/2 leaves, 1200 clear opening, solid, standard vision panel |  |  | 1 | DOOR | TRUE | FALSE | FALSE
DO | Doors | HI | Hinged |  | 113 | DOHI-113 | DOOR: hinged, 1 1/2 leaves, 1300 clear opening, solid, standard vision panel |  |  | 1 | DOOR | TRUE | FALSE | FALSE
DO | Doors | HI | Hinged |  | 114 | DOHI-114 | DOOR: hinged, 1 1/2 leaves, 1400 clear opening, solid, standard vision panel |  |  | 1 | DOOR | TRUE | FALSE | FALSE
DO | Doors | HI | Hinged |  | 115 | DOHI-115 | DOOR: hinged, 1 1/2 leaves, 1500 clear opening, solid, standard vision panel |  |  | 1 | DOOR | TRUE | FALSE | FALSE
DO | Doors | HI | Hinged |  | 116 | DOHI-116 | DOOR: hinged, 1 1/2 leaves, 1600 clear opening, solid, standard vision panel | DWGL-076 | DOOR: 1600mm c/o, 1 1/2 leaf, observation panel, solid core/glass, paint | 1 | DOOR | TRUE | FALSE | FALSE
DO | Doors | HI | Hinged |  | 121 | DOHI-121 | DOOR: hinged, 1 1/2 leaves, 1100 clear opening, solid, small vision panel |  |  | 1 | DOOR | TRUE | FALSE | FALSE
DO | Doors | HI | Hinged |  | 122 | DOHI-122 | DOOR: hinged, 1 1/2 leaves, 1200 clear opening, solid, small vision panel |  |  | 1 | DOOR | TRUE | FALSE | FALSE
DO | Doors | HI | Hinged |  | 123 | DOHI-123 | DOOR: hinged, 1 1/2 leaves, 1300 clear opening, solid, small vision panel |  |  | 1 | DOOR | TRUE | FALSE | FALSE
DO | Doors | HI | Hinged |  | 124 | DOHI-124 | DOOR: hinged, 1 1/2 leaves, 1400 clear opening, solid, small vision panel |  |  | 1 | DOOR | TRUE | FALSE | FALSE
DO | Doors | HI | Hinged |  | 125 | DOHI-125 | DOOR: hinged, 1 1/2 leaves, 1500 clear opening, solid, small vision panel |  |  | 1 | DOOR | TRUE | FALSE | FALSE
DO | Doors | HI | Hinged |  | 126 | DOHI-126 | DOOR: hinged, 1 1/2 leaves, 1600 clear opening, solid, small vision panel |  |  | 1 | DOOR | TRUE | FALSE | FALSE
DO | Doors | HI | Hinged |  | 131 | DOHI-131 | DOOR: hinged, 1 1/2 leaves, 1100 clear opening, solid, tall vision panel |  |  | 1 | DOOR | TRUE | FALSE | FALSE
DO | Doors | HI | Hinged |  | 132 | DOHI-132 | DOOR: hinged, 1 1/2 leaves, 1200 clear opening, solid, tall vision panel |  |  | 1 | DOOR | TRUE | FALSE | FALSE
DO | Doors | HI | Hinged |  | 133 | DOHI-133 | DOOR: hinged, 1 1/2 leaves, 1300 clear opening, solid, tall vision panel |  |  | 1 | DOOR | TRUE | FALSE | FALSE
DO | Doors | HI | Hinged |  | 134 | DOHI-134 | DOOR: hinged, 1 1/2 leaves, 1400 clear opening, solid, tall vision panel |  |  | 1 | DOOR | TRUE | FALSE | FALSE
DO | Doors | HI | Hinged |  | 135 | DOHI-135 | DOOR: hinged, 1 1/2 leaves, 1500 clear opening, solid, tall vision panel |  |  | 1 | DOOR | TRUE | FALSE | FALSE
DO | Doors | HI | Hinged |  | 136 | DOHI-136 | DOOR: hinged, 1 1/2 leaves, 1600 clear opening, solid, tall vision panel |  |  | 1 | DOOR | TRUE | FALSE | FALSE
DO | Doors | HI | Hinged |  | 141 | DOHI-141 | DOOR: hinged, 1 1/2 leaves, 1100 clear opening, solid, wide vision panel |  |  | 1 | DOOR | TRUE | FALSE | FALSE
DO | Doors | HI | Hinged |  | 142 | DOHI-142 | DOOR: hinged, 1 1/2 leaves, 1200 clear opening, solid, wide vision panel |  |  | 1 | DOOR | TRUE | FALSE | FALSE
DO | Doors | HI | Hinged |  | 143 | DOHI-143 | DOOR: hinged, 1 1/2 leaves, 1300 clear opening, solid, wide vision panel |  |  | 1 | DOOR | TRUE | FALSE | FALSE
DO | Doors | HI | Hinged |  | 144 | DOHI-144 | DOOR: hinged, 1 1/2 leaves, 1400 clear opening, solid, wide vision panel |  |  | 1 | DOOR | TRUE | FALSE | FALSE
DO | Doors | HI | Hinged |  | 145 | DOHI-145 | DOOR: hinged, 1 1/2 leaves, 1500 clear opening, solid, wide vision panel |  |  | 1 | DOOR | TRUE | FALSE | FALSE
DO | Doors | HI | Hinged |  | 146 | DOHI-146 | DOOR: hinged, 1 1/2 leaves, 1600 clear opening, solid, wide vision panel |  |  | 1 | DOOR | TRUE | FALSE | FALSE
DO | Doors | HI | Hinged |  | 151 | DOHI-151 | DOOR: hinged, 1 1/2 leaves, 1100 clear opening, solid, fire rated, fire vision panel |  |  | 1 | DOOR | TRUE | FALSE | FALSE
DO | Doors | HI | Hinged |  | 152 | DOHI-152 | DOOR: hinged, 1 1/2 leaves, 1200 clear opening, solid, fire rated, fire vision panel |  |  | 1 | DOOR | TRUE | FALSE | FALSE
DO | Doors | HI | Hinged |  | 153 | DOHI-153 | DOOR: hinged, 1 1/2 leaves, 1300 clear opening, solid, fire rated, fire vision panel |  |  | 1 | DOOR | TRUE | FALSE | FALSE
DO | Doors | HI | Hinged |  | 154 | DOHI-154 | DOOR: hinged, 1 1/2 leaves, 1400 clear opening, solid, fire rated, fire vision panel |  |  | 1 | DOOR | TRUE | FALSE | FALSE
DO | Doors | HI | Hinged |  | 155 | DOHI-155 | DOOR: hinged, 1 1/2 leaves, 1500 clear opening, solid, fire rated, fire vision panel |  |  | 1 | DOOR | TRUE | FALSE | FALSE
DO | Doors | HI | Hinged |  | 156 | DOHI-156 | DOOR: hinged, 1 1/2 leaves, 1600 clear opening, solid, fire rated, fire vision panel |  |  | 1 | DOOR | TRUE | FALSE | FALSE
DO | Doors | HI | Hinged |  | 161 | DOHI-161 | DOOR: hinged, 1 1/2 leaves, 1100 clear opening, fully glazed, framed |  |  | 1 | DOOR | TRUE | FALSE | FALSE
DO | Doors | HI | Hinged |  | 162 | DOHI-162 | DOOR: hinged, 1 1/2 leaves, 1200 clear opening, fully glazed, framed |  |  | 1 | DOOR | TRUE | FALSE | FALSE
DO | Doors | HI | Hinged |  | 163 | DOHI-163 | DOOR: hinged, 1 1/2 leaves, 1300 clear opening, fully glazed, framed |  |  | 1 | DOOR | TRUE | FALSE | FALSE
DO | Doors | HI | Hinged |  | 164 | DOHI-164 | DOOR: hinged, 1 1/2 leaves, 1400 clear opening, fully glazed, framed |  |  | 1 | DOOR | TRUE | FALSE | FALSE
DO | Doors | HI | Hinged |  | 165 | DOHI-165 | DOOR: hinged, 1 1/2 leaves, 1500 clear opening, fully glazed, framed |  |  | 1 | DOOR | TRUE | FALSE | FALSE
DO | Doors | HI | Hinged |  | 166 | DOHI-166 | DOOR: hinged, 1 1/2 leaves, 1600 clear opening, fully glazed, framed |  |  | 1 | DOOR | TRUE | FALSE | FALSE
DO | Doors | HI | Hinged |  | 171 | DOHI-171 | DOOR: hinged, 1 1/2 leaves, 1100 clear opening, fully glazed, framed with mid-rail |  |  | 1 | DOOR | TRUE | FALSE | FALSE
DO | Doors | HI | Hinged |  | 172 | DOHI-172 | DOOR: hinged, 1 1/2 leaves, 1200 clear opening, fully glazed, framed with mid-rail |  |  | 1 | DOOR | TRUE | FALSE | FALSE
DO | Doors | HI | Hinged |  | 173 | DOHI-173 | DOOR: hinged, 1 1/2 leaves, 1300 clear opening, fully glazed, framed with mid-rail |  |  | 1 | DOOR | TRUE | FALSE | FALSE
DO | Doors | HI | Hinged |  | 174 | DOHI-174 | DOOR: hinged, 1 1/2 leaves, 1400 clear opening, fully glazed, framed with mid-rail |  |  | 1 | DOOR | TRUE | FALSE | FALSE
DO | Doors | HI | Hinged |  | 175 | DOHI-175 | DOOR: hinged, 1 1/2 leaves, 1500 clear opening, fully glazed, framed with mid-rail |  |  | 1 | DOOR | TRUE | FALSE | FALSE
DO | Doors | HI | Hinged |  | 176 | DOHI-176 | DOOR: hinged, 1 1/2 leaves, 1600 clear opening, fully glazed, framed with mid-rail |  |  | 1 | DOOR | TRUE | FALSE | FALSE
DO | Doors | HI | Hinged |  | 201 | DOHI-201 | DOOR: hinged, 2 leaves, 1500 clear opening, solid |  |  | 1 | DOOR | TRUE | FALSE | FALSE
DO | Doors | HI | Hinged |  | 202 | DOHI-202 | DOOR: hinged, 2 leaves, 1600 clear opening, solid |  |  | 1 | DOOR | TRUE | FALSE | FALSE
DO | Doors | HI | Hinged |  | 203 | DOHI-203 | DOOR: hinged, 2 leaves, 1700 clear opening, solid |  |  | 1 | DOOR | TRUE | FALSE | FALSE
DO | Doors | HI | Hinged |  | 204 | DOHI-204 | DOOR: hinged, 2 leaves, 1800 clear opening, solid |  |  | 1 | DOOR | TRUE | FALSE | FALSE
DO | Doors | HI | Hinged |  | 205 | DOHI-205 | DOOR: hinged, 2 leaves, 1900 clear opening, solid |  |  | 1 | DOOR | TRUE | FALSE | FALSE
DO | Doors | HI | Hinged |  | 206 | DOHI-206 | DOOR: hinged, 2 leaves, 2000 clear opening, solid |  |  | 1 | DOOR | TRUE | FALSE | FALSE
DO | Doors | HI | Hinged |  | 207 | DOHI-207 | DOOR: hinged, 2 leaves, 2100 clear opening, solid |  |  | 1 | DOOR | TRUE | FALSE | FALSE
DO | Doors | HI | Hinged |  | 208 | DOHI-208 | DOOR: hinged, 2 leaves, 2200 clear opening, solid |  |  | 1 | DOOR | TRUE | FALSE | FALSE
DO | Doors | HI | Hinged |  | 209 | DOHI-209 | DOOR: hinged, 2 leaves, 2300 clear opening, solid |  |  | 1 | DOOR | TRUE | FALSE | FALSE
DO | Doors | HI | Hinged |  | 211 | DOHI-211 | DOOR: hinged, 2 leaves, 1500 clear opening, solid, standard vision panel |  |  | 1 | DOOR | TRUE | FALSE | FALSE
DO | Doors | HI | Hinged |  | 212 | DOHI-212 | DOOR: hinged, 2 leaves, 1600 clear opening, solid, standard vision panel |  |  | 1 | DOOR | TRUE | FALSE | FALSE
DO | Doors | HI | Hinged |  | 213 | DOHI-213 | DOOR: hinged, 2 leaves, 1700 clear opening, solid, standard vision panel |  |  | 1 | DOOR | TRUE | FALSE | FALSE
DO | Doors | HI | Hinged |  | 214 | DOHI-214 | DOOR: hinged, 2 leaves, 1800 clear opening, solid, standard vision panel |  |  | 1 | DOOR | TRUE | FALSE | FALSE
DO | Doors | HI | Hinged |  | 215 | DOHI-215 | DOOR: hinged, 2 leaves, 1900 clear opening, solid, standard vision panel |  |  | 1 | DOOR | TRUE | FALSE | FALSE
DO | Doors | HI | Hinged |  | 216 | DOHI-216 | DOOR: hinged, 2 leaves, 2000 clear opening, solid, standard vision panel |  |  | 1 | DOOR | TRUE | FALSE | FALSE
DO | Doors | HI | Hinged |  | 217 | DOHI-217 | DOOR: hinged, 2 leaves, 2100 clear opening, solid, standard vision panel |  |  | 1 | DOOR | TRUE | FALSE | FALSE
DO | Doors | HI | Hinged |  | 218 | DOHI-218 | DOOR: hinged, 2 leaves, 2200 clear opening, solid, standard vision panel |  |  | 1 | DOOR | TRUE | FALSE | FALSE
DO | Doors | HI | Hinged |  | 219 | DOHI-219 | DOOR: hinged, 2 leaves, 2300 clear opening, solid, standard vision panel |  |  | 1 | DOOR | TRUE | FALSE | FALSE
DO | Doors | HI | Hinged |  | 221 | DOHI-221 | DOOR: hinged, 2 leaves, 1500 clear opening, solid, small vision panel |  |  | 1 | DOOR | TRUE | FALSE | FALSE
DO | Doors | HI | Hinged |  | 222 | DOHI-222 | DOOR: hinged, 2 leaves, 1600 clear opening, solid, small vision panel |  |  | 1 | DOOR | TRUE | FALSE | FALSE
DO | Doors | HI | Hinged |  | 223 | DOHI-223 | DOOR: hinged, 2 leaves, 1700 clear opening, solid, small vision panel |  |  | 1 | DOOR | TRUE | FALSE | FALSE
DO | Doors | HI | Hinged |  | 224 | DOHI-224 | DOOR: hinged, 2 leaves, 1800 clear opening, solid, small vision panel |  |  | 1 | DOOR | TRUE | FALSE | FALSE
DO | Doors | HI | Hinged |  | 225 | DOHI-225 | DOOR: hinged, 2 leaves, 1900 clear opening, solid, small vision panel |  |  | 1 | DOOR | TRUE | FALSE | FALSE
DO | Doors | HI | Hinged |  | 226 | DOHI-226 | DOOR: hinged, 2 leaves, 2000 clear opening, solid, small vision panel |  |  | 1 | DOOR | TRUE | FALSE | FALSE
DO | Doors | HI | Hinged |  | 227 | DOHI-227 | DOOR: hinged, 2 leaves, 2100 clear opening, solid, small vision panel |  |  | 1 | DOOR | TRUE | FALSE | FALSE
DO | Doors | HI | Hinged |  | 228 | DOHI-228 | DOOR: hinged, 2 leaves, 2200 clear opening, solid, small vision panel |  |  | 1 | DOOR | TRUE | FALSE | FALSE
DO | Doors | HI | Hinged |  | 229 | DOHI-229 | DOOR: hinged, 2 leaves, 2300 clear opening, solid, small vision panel |  |  | 1 | DOOR | TRUE | FALSE | FALSE
DO | Doors | HI | Hinged |  | 231 | DOHI-231 | DOOR: hinged, 2 leaves, 1500 clear opening, solid, tall vision panel |  |  | 1 | DOOR | TRUE | FALSE | FALSE
DO | Doors | HI | Hinged |  | 232 | DOHI-232 | DOOR: hinged, 2 leaves, 1600 clear opening, solid, tall vision panel |  |  | 1 | DOOR | TRUE | FALSE | FALSE
DO | Doors | HI | Hinged |  | 233 | DOHI-233 | DOOR: hinged, 2 leaves, 1700 clear opening, solid, tall vision panel |  |  | 1 | DOOR | TRUE | FALSE | FALSE
DO | Doors | HI | Hinged |  | 234 | DOHI-234 | DOOR: hinged, 2 leaves, 1800 clear opening, solid, tall vision panel |  |  | 1 | DOOR | TRUE | FALSE | FALSE
DO | Doors | HI | Hinged |  | 235 | DOHI-235 | DOOR: hinged, 2 leaves, 1900 clear opening, solid, tall vision panel |  |  | 1 | DOOR | TRUE | FALSE | FALSE
DO | Doors | HI | Hinged |  | 236 | DOHI-236 | DOOR: hinged, 2 leaves, 2000 clear opening, solid, tall vision panel |  |  | 1 | DOOR | TRUE | FALSE | FALSE
DO | Doors | HI | Hinged |  | 237 | DOHI-237 | DOOR: hinged, 2 leaves, 2100 clear opening, solid, tall vision panel |  |  | 1 | DOOR | TRUE | FALSE | FALSE
DO | Doors | HI | Hinged |  | 238 | DOHI-238 | DOOR: hinged, 2 leaves, 2200 clear opening, solid, tall vision panel |  |  | 1 | DOOR | TRUE | FALSE | FALSE
DO | Doors | HI | Hinged |  | 239 | DOHI-239 | DOOR: hinged, 2 leaves, 2300 clear opening, solid, tall vision panel |  |  | 1 | DOOR | TRUE | FALSE | FALSE
DO | Doors | HI | Hinged |  | 241 | DOHI-241 | DOOR: hinged, 2 leaves, 1500 clear opening, solid, wide vision panel |  |  | 1 | DOOR | TRUE | FALSE | FALSE
DO | Doors | HI | Hinged |  | 242 | DOHI-242 | DOOR: hinged, 2 leaves, 1600 clear opening, solid, wide vision panel |  |  | 1 | DOOR | TRUE | FALSE | FALSE
DO | Doors | HI | Hinged |  | 243 | DOHI-243 | DOOR: hinged, 2 leaves, 1700 clear opening, solid, wide vision panel |  |  | 1 | DOOR | TRUE | FALSE | FALSE
DO | Doors | HI | Hinged |  | 244 | DOHI-244 | DOOR: hinged, 2 leaves, 1800 clear opening, solid, wide vision panel |  |  | 1 | DOOR | TRUE | FALSE | FALSE
DO | Doors | HI | Hinged |  | 245 | DOHI-245 | DOOR: hinged, 2 leaves, 1900 clear opening, solid, wide vision panel |  |  | 1 | DOOR | TRUE | FALSE | FALSE
DO | Doors | HI | Hinged |  | 246 | DOHI-246 | DOOR: hinged, 2 leaves, 2000 clear opening, solid, wide vision panel |  |  | 1 | DOOR | TRUE | FALSE | FALSE
DO | Doors | HI | Hinged |  | 247 | DOHI-247 | DOOR: hinged, 2 leaves, 2100 clear opening, solid, wide vision panel |  |  | 1 | DOOR | TRUE | FALSE | FALSE
DO | Doors | HI | Hinged |  | 248 | DOHI-248 | DOOR: hinged, 2 leaves, 2200 clear opening, solid, wide vision panel |  |  | 1 | DOOR | TRUE | FALSE | FALSE
DO | Doors | HI | Hinged |  | 249 | DOHI-249 | DOOR: hinged, 2 leaves, 2300 clear opening, solid, wide vision panel |  |  | 1 | DOOR | TRUE | FALSE | FALSE
DO | Doors | HI | Hinged |  | 251 | DOHI-251 | DOOR: hinged, 2 leaves, 1500 clear opening, solid, fire rated, fire vision panel |  |  | 1 | DOOR | TRUE | FALSE | FALSE
DO | Doors | HI | Hinged |  | 252 | DOHI-252 | DOOR: hinged, 2 leaves, 1600 clear opening, solid, fire rated, fire vision panel |  |  | 1 | DOOR | TRUE | FALSE | FALSE
DO | Doors | HI | Hinged |  | 253 | DOHI-253 | DOOR: hinged, 2 leaves, 1700 clear opening, solid, fire rated, fire vision panel |  |  | 1 | DOOR | TRUE | FALSE | FALSE
DO | Doors | HI | Hinged |  | 254 | DOHI-254 | DOOR: hinged, 2 leaves, 1800 clear opening, solid, fire rated, fire vision panel |  |  | 1 | DOOR | TRUE | FALSE | FALSE
DO | Doors | HI | Hinged |  | 255 | DOHI-255 | DOOR: hinged, 2 leaves, 1900 clear opening, solid, fire rated, fire vision panel |  |  | 1 | DOOR | TRUE | FALSE | FALSE
DO | Doors | HI | Hinged |  | 256 | DOHI-256 | DOOR: hinged, 2 leaves, 2000 clear opening, solid, fire rated, fire vision panel |  |  | 1 | DOOR | TRUE | FALSE | FALSE
DO | Doors | HI | Hinged |  | 257 | DOHI-257 | DOOR: hinged, 2 leaves, 2100 clear opening, solid, fire rated, fire vision panel |  |  | 1 | DOOR | TRUE | FALSE | FALSE
DO | Doors | HI | Hinged |  | 258 | DOHI-258 | DOOR: hinged, 2 leaves, 2200 clear opening, solid, fire rated, fire vision panel |  |  | 1 | DOOR | TRUE | FALSE | FALSE
DO | Doors | HI | Hinged |  | 259 | DOHI-259 | DOOR: hinged, 2 leaves, 2300 clear opening, solid, fire rated, fire vision panel |  |  | 1 | DOOR | TRUE | FALSE | FALSE
DO | Doors | HI | Hinged |  | 261 | DOHI-261 | DOOR: hinged, 2 leaves, 1500 clear opening, fully glazed, framed |  |  | 1 | DOOR | TRUE | FALSE | FALSE
DO | Doors | HI | Hinged |  | 262 | DOHI-262 | DOOR: hinged, 2 leaves, 1600 clear opening, fully glazed, framed |  |  | 1 | DOOR | TRUE | FALSE | FALSE
DO | Doors | HI | Hinged |  | 263 | DOHI-263 | DOOR: hinged, 2 leaves, 1700 clear opening, fully glazed, framed |  |  | 1 | DOOR | TRUE | FALSE | FALSE
DO | Doors | HI | Hinged |  | 264 | DOHI-264 | DOOR: hinged, 2 leaves, 1800 clear opening, fully glazed, framed |  |  | 1 | DOOR | TRUE | FALSE | FALSE
DO | Doors | HI | Hinged |  | 265 | DOHI-265 | DOOR: hinged, 2 leaves, 1900 clear opening, fully glazed, framed |  |  | 1 | DOOR | TRUE | FALSE | FALSE
DO | Doors | HI | Hinged |  | 266 | DOHI-266 | DOOR: hinged, 2 leaves, 2000 clear opening, fully glazed, framed |  |  | 1 | DOOR | TRUE | FALSE | FALSE
DO | Doors | HI | Hinged |  | 267 | DOHI-267 | DOOR: hinged, 2 leaves, 2100 clear opening, fully glazed, framed |  |  | 1 | DOOR | TRUE | FALSE | FALSE
DO | Doors | HI | Hinged |  | 268 | DOHI-268 | DOOR: hinged, 2 leaves, 2200 clear opening, fully glazed, framed |  |  | 1 | DOOR | TRUE | FALSE | FALSE
DO | Doors | HI | Hinged |  | 269 | DOHI-269 | DOOR: hinged, 2 leaves, 2300 clear opening, fully glazed, framed |  |  | 1 | DOOR | TRUE | FALSE | FALSE
DO | Doors | HI | Hinged |  | 271 | DOHI-271 | DOOR: hinged, 2 leaves, 1500 clear opening, fully glazed, framed with mid-rail |  |  | 1 | DOOR | TRUE | FALSE | FALSE
DO | Doors | HI | Hinged |  | 272 | DOHI-272 | DOOR: hinged, 2 leaves, 1600 clear opening, fully glazed, framed with mid-rail |  |  | 1 | DOOR | TRUE | FALSE | FALSE
DO | Doors | HI | Hinged |  | 273 | DOHI-273 | DOOR: hinged, 2 leaves, 1700 clear opening, fully glazed, framed with mid-rail |  |  | 1 | DOOR | TRUE | FALSE | FALSE
DO | Doors | HI | Hinged |  | 274 | DOHI-274 | DOOR: hinged, 2 leaves, 1800 clear opening, fully glazed, framed with mid-rail |  |  | 1 | DOOR | TRUE | FALSE | FALSE
DO | Doors | HI | Hinged |  | 275 | DOHI-275 | DOOR: hinged, 2 leaves, 1900 clear opening, fully glazed, framed with mid-rail |  |  | 1 | DOOR | TRUE | FALSE | FALSE
DO | Doors | HI | Hinged |  | 276 | DOHI-276 | DOOR: hinged, 2 leaves, 2000 clear opening, fully glazed, framed with mid-rail |  |  | 1 | DOOR | TRUE | FALSE | FALSE
DO | Doors | HI | Hinged |  | 277 | DOHI-277 | DOOR: hinged, 2 leaves, 2100 clear opening, fully glazed, framed with mid-rail |  |  | 1 | DOOR | TRUE | FALSE | FALSE
DO | Doors | HI | Hinged |  | 278 | DOHI-278 | DOOR: hinged, 2 leaves, 2200 clear opening, fully glazed, framed with mid-rail |  |  | 1 | DOOR | TRUE | FALSE | FALSE
DO | Doors | HI | Hinged |  | 279 | DOHI-279 | DOOR: hinged, 2 leaves, 2300 clear opening, fully glazed, framed with mid-rail |  |  | 1 | DOOR | TRUE | FALSE | FALSE
DO | Doors | HI | Hinged |  | 281 | DOHI-281 | DOOR: hinged, 2 leaves, 1500 clear opening, fully glazed, frameless |  |  | 1 | DOOR | TRUE | FALSE | FALSE
DO | Doors | HI | Hinged |  | 282 | DOHI-282 | DOOR: hinged, 2 leaves, 1600 clear opening, fully glazed, frameless |  |  | 1 | DOOR | TRUE | FALSE | FALSE
DO | Doors | HI | Hinged |  | 283 | DOHI-283 | DOOR: hinged, 2 leaves, 1700 clear opening, fully glazed, frameless |  |  | 1 | DOOR | TRUE | FALSE | FALSE
DO | Doors | HI | Hinged |  | 284 | DOHI-284 | DOOR: hinged, 2 leaves, 1800 clear opening, fully glazed, frameless |  |  | 1 | DOOR | TRUE | FALSE | FALSE
DO | Doors | HI | Hinged |  | 285 | DOHI-285 | DOOR: hinged, 2 leaves, 1900 clear opening, fully glazed, frameless |  |  | 1 | DOOR | TRUE | FALSE | FALSE
DO | Doors | HI | Hinged |  | 286 | DOHI-286 | DOOR: hinged, 2 leaves, 2000 clear opening, fully glazed, frameless |  |  | 1 | DOOR | TRUE | FALSE | FALSE
DO | Doors | HI | Hinged |  | 287 | DOHI-287 | DOOR: hinged, 2 leaves, 2100 clear opening, fully glazed, frameless |  |  | 1 | DOOR | TRUE | FALSE | FALSE
DO | Doors | HI | Hinged |  | 288 | DOHI-288 | DOOR: hinged, 2 leaves, 2200 clear opening, fully glazed, frameless |  |  | 1 | DOOR | TRUE | FALSE | FALSE
DO | Doors | HI | Hinged |  | 289 | DOHI-289 | DOOR: hinged, 2 leaves, 2300 clear opening, fully glazed, frameless |  |  | 1 | DOOR | TRUE | FALSE | FALSE
DO | Doors | HI | Hinged | DOHI-001 | 01 | DOHI-001.01 | DOOR: hinged, 1 leaf, 800 clear opening, solid |  |  | 1 | DOOR | TRUE | FALSE | TRUE
DO | Doors | HI | Hinged | DOHI-001 | 02 | DOHI-001.02 | DOOR: hinged, 1 leaf, 800 clear opening, solid, shielded |  |  | 1 | DOOR | TRUE | FALSE | FALSE
DO | Doors | HI | Hinged | DOHI-001 | 03 | DOHI-001.03 | DOOR: hinged, 1 leaf, 800 clear opening, solid, anti-ligature |  |  | 1 | DOOR | TRUE | FALSE | FALSE
DO | Doors | HI | Hinged | DOHI-001 | 04 | DOHI-001.04 | DOOR: hinged, 1 leaf, 800 clear opening, solid, anti-ligature and anti-barricade |  |  | 1 | DOOR | TRUE | FALSE | FALSE
DO | Doors | HI | Hinged | DOHI-002 | 01 | DOHI-002.01 | DOOR: hinged, 1 leaf, 850 clear opening, solid | DWSC-001 | DOOR: 850mm c/o, single leaf, solid core, paint | 1 | DOOR | TRUE | FALSE | FALSE
DO | Doors | HI | Hinged | DOHI-002 | 02 | DOHI-002.02 | DOOR: hinged, 1 leaf, 850 clear opening, solid, shielded |  |  | 1 | DOOR | TRUE | FALSE | FALSE
DO | Doors | HI | Hinged | DOHI-002 | 03 | DOHI-002.03 | DOOR: hinged, 1 leaf, 850 clear opening, solid, anti-ligature | DWSC-004 | DOOR: 850mm c/o, 180 deg swing, single leaf, solid core, paint | 1 | DOOR | TRUE | FALSE | TRUE
DO | Doors | HI | Hinged | DOHI-002 | 04 | DOHI-002.04 | DOOR: hinged, 1 leaf, 850 clear opening, solid, anti-ligature and anti-barricade |  |  | 1 | DOOR | TRUE | FALSE | FALSE
DO | Doors | HI | Hinged | DOHI-002 | 05 | DOHI-002.05 | DOOR: hinged, 1 leaf, 850 clear opening, solid, fire rated |  |  | 1 | DOOR | TRUE | FALSE | FALSE
DO | Doors | HI | Hinged | DOHI-002 | 06 | DOHI-002.06 | DOOR: hinged, 1 leaf, 850 clear opening, solid, fire rated, shielded |  |  | 1 | DOOR | TRUE | FALSE | FALSE
DO | Doors | HI | Hinged | DOHI-002 | 07 | DOHI-002.07 | DOOR: hinged, 1 leaf, 850 clear opening, solid, fire rated, anti-ligature |  |  | 1 | DOOR | TRUE | FALSE | FALSE
DO | Doors | HI | Hinged | DOHI-003 | 01 | DOHI-003.01 | DOOR: hinged, 1 leaf, 900 clear opening, solid | DWSC-003 | DOOR: 910mm c/o, single leaf, solid core, paint | 1 | DOOR | TRUE | FALSE | TRUE
DO | Doors | HI | Hinged | DOHI-003 | 02 | DOHI-003.02 | DOOR: hinged, 1 leaf, 900 clear opening, solid, shielded | DWSC-005 | DOOR: 910mm c/o, single leaf, solid core, lead shielding, paint | 1 | DOOR | TRUE | FALSE | TRUE
DO | Doors | HI | Hinged | DOHI-003 | 03 | DOHI-003.03 | DOOR: hinged, 1 leaf, 900 clear opening, solid, anti-ligature |  |  | 1 | DOOR | TRUE | FALSE | TRUE
DO | Doors | HI | Hinged | DOHI-003 | 04 | DOHI-003.04 | DOOR: hinged, 1 leaf, 900 clear opening, solid, anti-ligature and anti-barricade |  |  | 1 | DOOR | TRUE | FALSE | FALSE
DO | Doors | HI | Hinged | DOHI-003 | 05 | DOHI-003.05 | DOOR: hinged, 1 leaf, 900 clear opening, solid, fire rated |  |  | 1 | DOOR | TRUE | FALSE | FALSE
DO | Doors | HI | Hinged | DOHI-003 | 06 | DOHI-003.06 | DOOR: hinged, 1 leaf, 900 clear opening, solid, fire rated, shielded |  |  | 1 | DOOR | TRUE | FALSE | FALSE
DO | Doors | HI | Hinged | DOHI-003 | 07 | DOHI-003.07 | DOOR: hinged, 1 leaf, 900 clear opening, solid, fire rated, anti-ligature |  |  | 1 | DOOR | TRUE | FALSE | FALSE
DO | Doors | HI | Hinged | DOHI-004 | 01 | DOHI-004.01 | DOOR: hinged, 1 leaf, 950 clear opening, solid |  |  | 1 | DOOR | TRUE | FALSE | TRUE
DO | Doors | HI | Hinged | DOHI-004 | 02 | DOHI-004.02 | DOOR: hinged, 1 leaf, 950 clear opening, solid, shielded |  |  | 1 | DOOR | TRUE | FALSE | FALSE
DO | Doors | HI | Hinged | DOHI-004 | 03 | DOHI-004.03 | DOOR: hinged, 1 leaf, 950 clear opening, solid, anti-ligature |  |  | 1 | DOOR | TRUE | FALSE | FALSE
DO | Doors | HI | Hinged | DOHI-004 | 04 | DOHI-004.04 | DOOR: hinged, 1 leaf, 950 clear opening, solid, anti-ligature and anti-barricade |  |  | 1 | DOOR | TRUE | FALSE | FALSE
DO | Doors | HI | Hinged | DOHI-004 | 05 | DOHI-004.05 | DOOR: hinged, 1 leaf, 950 clear opening, solid, fire rated |  |  | 1 | DOOR | TRUE | FALSE | FALSE
DO | Doors | HI | Hinged | DOHI-004 | 06 | DOHI-004.06 | DOOR: hinged, 1 leaf, 950 clear opening, solid, fire rated, shielded |  |  | 1 | DOOR | TRUE | FALSE | FALSE
DO | Doors | HI | Hinged | DOHI-004 | 07 | DOHI-004.07 | DOOR: hinged, 1 leaf, 950 clear opening, solid, fire rated, anti-ligature |  |  | 1 | DOOR | TRUE | FALSE | FALSE
DO | Doors | HI | Hinged | DOHI-005 | 01 | DOHI-005.01 | DOOR: hinged, 1 leaf, 1000 clear opening, solid |  |  | 1 | DOOR | TRUE | FALSE | FALSE
DO | Doors | HI | Hinged | DOHI-005 | 02 | DOHI-005.02 | DOOR: hinged, 1 leaf, 1000 clear opening, solid, shielded |  |  | 1 | DOOR | TRUE | FALSE | FALSE
DO | Doors | HI | Hinged | DOHI-005 | 03 | DOHI-005.03 | DOOR: hinged, 1 leaf, 1000 clear opening, solid, anti-ligature |  |  | 1 | DOOR | TRUE | FALSE | FALSE
DO | Doors | HI | Hinged | DOHI-005 | 04 | DOHI-005.04 | DOOR: hinged, 1 leaf, 1000 clear opening, solid, anti-ligature and anti-barricade |  |  | 1 | DOOR | TRUE | FALSE | FALSE
DO | Doors | HI | Hinged | DOHI-005 | 05 | DOHI-005.05 | DOOR: hinged, 1 leaf, 1000 clear opening, solid, fire rated |  |  | 1 | DOOR | TRUE | FALSE | FALSE
DO | Doors | HI | Hinged | DOHI-005 | 06 | DOHI-005.06 | DOOR: hinged, 1 leaf, 1000 clear opening, solid, fire rated, shielded |  |  | 1 | DOOR | TRUE | FALSE | FALSE
DO | Doors | HI | Hinged | DOHI-005 | 07 | DOHI-005.07 | DOOR: hinged, 1 leaf, 1000 clear opening, solid, fire rated, anti-ligature |  |  | 1 | DOOR | TRUE | FALSE | FALSE
DO | Doors | HI | Hinged | DOHI-006 | 01 | DOHI-006.01 | DOOR: hinged, 1 leaf, 1050 clear opening, solid |  |  | 1 | DOOR | TRUE | FALSE | FALSE
DO | Doors | HI | Hinged | DOHI-006 | 02 | DOHI-006.02 | DOOR: hinged, 1 leaf, 1050 clear opening, solid, shielded |  |  | 1 | DOOR | TRUE | FALSE | FALSE
DO | Doors | HI | Hinged | DOHI-006 | 03 | DOHI-006.03 | DOOR: hinged, 1 leaf, 1050 clear opening, solid, anti-ligature |  |  | 1 | DOOR | TRUE | FALSE | FALSE
DO | Doors | HI | Hinged | DOHI-006 | 04 | DOHI-006.04 | DOOR: hinged, 1 leaf, 1050 clear opening, solid, anti-ligature and anti-barricade |  |  | 1 | DOOR | TRUE | FALSE | FALSE
DO | Doors | HI | Hinged | DOHI-006 | 05 | DOHI-006.05 | DOOR: hinged, 1 leaf, 1050 clear opening, solid, fire rated |  |  | 1 | DOOR | TRUE | FALSE | FALSE
DO | Doors | HI | Hinged | DOHI-006 | 06 | DOHI-006.06 | DOOR: hinged, 1 leaf, 1050 clear opening, solid, fire rated, shielded |  |  | 1 | DOOR | TRUE | FALSE | FALSE
DO | Doors | HI | Hinged | DOHI-006 | 07 | DOHI-006.07 | DOOR: hinged, 1 leaf, 1050 clear opening, solid, fire rated, anti-ligature |  |  | 1 | DOOR | TRUE | FALSE | FALSE
DO | Doors | HI | Hinged | DOHI-007 | 01 | DOHI-007.01 | DOOR: hinged, 1 leaf, 1100 clear opening, solid | DWSC-011 | DOOR: 1100mm c/o, single leaf, solid core, paint | 1 | DOOR | TRUE | FALSE | FALSE
DO | Doors | HI | Hinged | DOHI-007 | 02 | DOHI-007.02 | DOOR: hinged, 1 leaf, 1100 clear opening, solid, shielded |  |  | 1 | DOOR | TRUE | FALSE | FALSE
DO | Doors | HI | Hinged | DOHI-007 | 03 | DOHI-007.03 | DOOR: hinged, 1 leaf, 1100 clear opening, solid, anti-ligature |  |  | 1 | DOOR | TRUE | FALSE | FALSE
DO | Doors | HI | Hinged | DOHI-007 | 04 | DOHI-007.04 | DOOR: hinged, 1 leaf, 1100 clear opening, solid, anti-ligature and anti-barricade |  |  | 1 | DOOR | TRUE | FALSE | FALSE
DO | Doors | HI | Hinged | DOHI-007 | 05 | DOHI-007.05 | DOOR: hinged, 1 leaf, 1100 clear opening, solid, fire rated |  |  | 1 | DOOR | TRUE | FALSE | FALSE
DO | Doors | HI | Hinged | DOHI-007 | 06 | DOHI-007.06 | DOOR: hinged, 1 leaf, 1100 clear opening, solid, fire rated, shielded |  |  | 1 | DOOR | TRUE | FALSE | FALSE
DO | Doors | HI | Hinged | DOHI-007 | 07 | DOHI-007.07 | DOOR: hinged, 1 leaf, 1100 clear opening, solid, fire rated, anti-ligature |  |  | 1 | DOOR | TRUE | FALSE | FALSE
DO | Doors | HI | Hinged | DOHI-008 | 01 | DOHI-008.01 | DOOR: hinged, 1 leaf, 1150 clear opening, solid |  |  | 1 | DOOR | TRUE | FALSE | FALSE
DO | Doors | HI | Hinged | DOHI-008 | 02 | DOHI-008.02 | DOOR: hinged, 1 leaf, 1150 clear opening, solid, shielded |  |  | 1 | DOOR | TRUE | FALSE | FALSE
DO | Doors | HI | Hinged | DOHI-008 | 03 | DOHI-008.03 | DOOR: hinged, 1 leaf, 1150 clear opening, solid, anti-ligature |  |  | 1 | DOOR | TRUE | FALSE | FALSE
DO | Doors | HI | Hinged | DOHI-008 | 04 | DOHI-008.04 | DOOR: hinged, 1 leaf, 1150 clear opening, solid, anti-ligature and anti-barricade |  |  | 1 | DOOR | TRUE | FALSE | FALSE
DO | Doors | HI | Hinged | DOHI-008 | 05 | DOHI-008.05 | DOOR: hinged, 1 leaf, 1150 clear opening, solid, fire rated |  |  | 1 | DOOR | TRUE | FALSE | FALSE
DO | Doors | HI | Hinged | DOHI-008 | 06 | DOHI-008.06 | DOOR: hinged, 1 leaf, 1150 clear opening, solid, fire rated, shielded |  |  | 1 | DOOR | TRUE | FALSE | FALSE
DO | Doors | HI | Hinged | DOHI-008 | 07 | DOHI-008.07 | DOOR: hinged, 1 leaf, 1150 clear opening, solid, fire rated, anti-ligature |  |  | 1 | DOOR | TRUE | FALSE | FALSE
DO | Doors | HI | Hinged | DOHI-009 | 01 | DOHI-009.01 | DOOR: hinged, 1 leaf, 1200 clear opening, solid |  |  | 1 | DOOR | TRUE | FALSE | FALSE
DO | Doors | HI | Hinged | DOHI-009 | 02 | DOHI-009.02 | DOOR: hinged, 1 leaf, 1200 clear opening, solid, shielded |  |  | 1 | DOOR | TRUE | FALSE | FALSE
DO | Doors | HI | Hinged | DOHI-009 | 03 | DOHI-009.03 | DOOR: hinged, 1 leaf, 1200 clear opening, solid, anti-ligature |  |  | 1 | DOOR | TRUE | FALSE | FALSE
DO | Doors | HI | Hinged | DOHI-009 | 04 | DOHI-009.04 | DOOR: hinged, 1 leaf, 1200 clear opening, solid, anti-ligature and anti-barricade |  |  | 1 | DOOR | TRUE | FALSE | FALSE
DO | Doors | HI | Hinged | DOHI-009 | 05 | DOHI-009.05 | DOOR: hinged, 1 leaf, 1200 clear opening, solid, fire rated |  |  | 1 | DOOR | TRUE | FALSE | FALSE
DO | Doors | HI | Hinged | DOHI-009 | 06 | DOHI-009.06 | DOOR: hinged, 1 leaf, 1200 clear opening, solid, fire rated, shielded |  |  | 1 | DOOR | TRUE | FALSE | FALSE
DO | Doors | HI | Hinged | DOHI-009 | 07 | DOHI-009.07 | DOOR: hinged, 1 leaf, 1200 clear opening, solid, fire rated, anti-ligature |  |  | 1 | DOOR | TRUE | FALSE | FALSE
DO | Doors | HI | Hinged | DOHI-011 | 01 | DOHI-011.01 | DOOR: hinged, 1 leaf, 800 clear opening, solid, standard vision panel |  |  | 1 | DOOR | TRUE | FALSE | FALSE
DO | Doors | HI | Hinged | DOHI-011 | 02 | DOHI-011.02 | DOOR: hinged, 1 leaf, 800 clear opening, solid, standard vision panel, with integral blind |  |  | 1 | DOOR | TRUE | FALSE | FALSE
DO | Doors | HI | Hinged | DOHI-011 | 03 | DOHI-011.03 | DOOR: hinged, 1 leaf, 800 clear opening, solid, standard vision panel, with cover |  |  | 1 | DOOR | TRUE | FALSE | FALSE
DO | Doors | HI | Hinged | DOHI-011 | 04 | DOHI-011.04 | DOOR: hinged, 1 leaf, 800 clear opening, solid, standard vision panel, with switchable glass |  |  | 1 | DOOR | TRUE | FALSE | FALSE
DO | Doors | HI | Hinged | DOHI-011 | 05 | DOHI-011.05 | DOOR: hinged, 1 leaf, 800 clear opening, solid, shielded, standard vision panel, lead glass |  |  | 1 | DOOR | TRUE | FALSE | FALSE
DO | Doors | HI | Hinged | DOHI-011 | 06 | DOHI-011.06 | DOOR: hinged, 1 leaf, 800 clear opening, solid, shielded, standard vision panel, lead glass, with integral blind |  |  | 1 | DOOR | TRUE | FALSE | FALSE
DO | Doors | HI | Hinged | DOHI-011 | 07 | DOHI-011.07 | DOOR: hinged, 1 leaf, 800 clear opening, solid, shielded, standard vision panel, lead glass, with cover |  |  | 1 | DOOR | TRUE | FALSE | FALSE
DO | Doors | HI | Hinged | DOHI-011 | 08 | DOHI-011.08 | DOOR: hinged, 1 leaf, 800 clear opening, solid, anti-ligature, standard vision panel |  |  | 1 | DOOR | TRUE | FALSE | FALSE
DO | Doors | HI | Hinged | DOHI-011 | 09 | DOHI-011.09 | DOOR: hinged, 1 leaf, 800 clear opening, solid, anti-ligature, standard vision panel, with integral blind |  |  | 1 | DOOR | TRUE | FALSE | FALSE
DO | Doors | HI | Hinged | DOHI-011 | 10 | DOHI-011.10 | DOOR: hinged, 1 leaf, 800 clear opening, solid, anti-ligature, standard vision panel, with switchable glass |  |  | 1 | DOOR | TRUE | FALSE | FALSE
DO | Doors | HI | Hinged | DOHI-011 | 11 | DOHI-011.11 | DOOR: hinged, 1 leaf, 800 clear opening, solid, anti-ligature and anti-barricade, standard vision panel |  |  | 1 | DOOR | TRUE | FALSE | FALSE
DO | Doors | HI | Hinged | DOHI-011 | 12 | DOHI-011.12 | DOOR: hinged, 1 leaf, 800 clear opening, solid, anti-ligature and anti-barricade, standard vision panel, with integral blind |  |  | 1 | DOOR | TRUE | FALSE | FALSE
DO | Doors | HI | Hinged | DOHI-011 | 13 | DOHI-011.13 | DOOR: hinged, 1 leaf, 800 clear opening, solid, anti-ligature and anti-barricade, standard vision panel, with switchable glass |  |  | 1 | DOOR | TRUE | FALSE | FALSE
DO | Doors | HI | Hinged | DOHI-012 | 01 | DOHI-012.01 | DOOR: hinged, 1 leaf, 850 clear opening, solid, standard vision panel | DWGL-077 | DOOR: 850mm c/o, single leaf, observation panel, solid core/glass, paint | 1 | DOOR | TRUE | FALSE | TRUE
DO | Doors | HI | Hinged | DOHI-012 | 02 | DOHI-012.02 | DOOR: hinged, 1 leaf, 850 clear opening, solid, standard vision panel, with integral blind |  |  | 1 | DOOR | TRUE | FALSE | FALSE
DO | Doors | HI | Hinged | DOHI-012 | 03 | DOHI-012.03 | DOOR: hinged, 1 leaf, 850 clear opening, solid, standard vision panel, with cover |  |  | 1 | DOOR | TRUE | FALSE | FALSE
DO | Doors | HI | Hinged | DOHI-012 | 04 | DOHI-012.04 | DOOR: hinged, 1 leaf, 850 clear opening, solid, standard vision panel, with switchable glass |  |  | 1 | DOOR | TRUE | FALSE | FALSE
DO | Doors | HI | Hinged | DOHI-012 | 05 | DOHI-012.05 | DOOR: hinged, 1 leaf, 850 clear opening, solid, shielded, standard vision panel, lead glass |  |  | 1 | DOOR | TRUE | FALSE | FALSE
DO | Doors | HI | Hinged | DOHI-012 | 06 | DOHI-012.06 | DOOR: hinged, 1 leaf, 850 clear opening, solid, shielded, standard vision panel, lead glass, with integral blind |  |  | 1 | DOOR | TRUE | FALSE | FALSE
DO | Doors | HI | Hinged | DOHI-012 | 07 | DOHI-012.07 | DOOR: hinged, 1 leaf, 850 clear opening, solid, shielded, standard vision panel, lead glass, with cover |  |  | 1 | DOOR | TRUE | FALSE | FALSE
DO | Doors | HI | Hinged | DOHI-012 | 08 | DOHI-012.08 | DOOR: hinged, 1 leaf, 850 clear opening, solid, anti-ligature, standard vision panel |  |  | 1 | DOOR | TRUE | FALSE | FALSE
DO | Doors | HI | Hinged | DOHI-012 | 09 | DOHI-012.09 | DOOR: hinged, 1 leaf, 850 clear opening, solid, anti-ligature, standard vision panel, with integral blind |  |  | 1 | DOOR | TRUE | FALSE | FALSE
DO | Doors | HI | Hinged | DOHI-012 | 10 | DOHI-012.10 | DOOR: hinged, 1 leaf, 850 clear opening, solid, anti-ligature, standard vision panel, with switchable glass |  |  | 1 | DOOR | TRUE | FALSE | FALSE
DO | Doors | HI | Hinged | DOHI-012 | 11 | DOHI-012.11 | DOOR: hinged, 1 leaf, 850 clear opening, solid, anti-ligature and anti-barricade, standard vision panel |  |  | 1 | DOOR | TRUE | FALSE | FALSE
DO | Doors | HI | Hinged | DOHI-012 | 12 | DOHI-012.12 | DOOR: hinged, 1 leaf, 850 clear opening, solid, anti-ligature and anti-barricade, standard vision panel, with integral blind |  |  | 1 | DOOR | TRUE | FALSE | FALSE
DO | Doors | HI | Hinged | DOHI-012 | 13 | DOHI-012.13 | DOOR: hinged, 1 leaf, 850 clear opening, solid, anti-ligature and anti-barricade, standard vision panel, with switchable glass |  |  | 1 | DOOR | TRUE | FALSE | FALSE
DO | Doors | HI | Hinged | DOHI-013 | 01 | DOHI-013.01 | DOOR: hinged, 1 leaf, 900 clear opening, solid, standard vision panel | DWGL-005 | DOOR: 910mm c/o, single leaf, observation panel, solid core/glass, paint | 1 | DOOR | TRUE | FALSE | TRUE
DO | Doors | HI | Hinged | DOHI-013 | 02 | DOHI-013.02 | DOOR: hinged, 1 leaf, 900 clear opening, solid, standard vision panel, with integral blind |  |  | 1 | DOOR | TRUE | FALSE | FALSE
DO | Doors | HI | Hinged | DOHI-013 | 03 | DOHI-013.03 | DOOR: hinged, 1 leaf, 900 clear opening, solid, standard vision panel, with cover |  |  | 1 | DOOR | TRUE | FALSE | TRUE
DO | Doors | HI | Hinged | DOHI-013 | 04 | DOHI-013.04 | DOOR: hinged, 1 leaf, 900 clear opening, solid, standard vision panel, with switchable glass |  |  | 1 | DOOR | TRUE | FALSE | FALSE
DO | Doors | HI | Hinged | DOHI-013 | 05 | DOHI-013.05 | DOOR: hinged, 1 leaf, 900 clear opening, solid, shielded, standard vision panel, lead glass | DWGL-006 | DOOR: 910mm c/o, single leaf, observation panel, solid core/lead glass, lead shielding, paint | 1 | DOOR | TRUE | FALSE | TRUE
DO | Doors | HI | Hinged | DOHI-013 | 06 | DOHI-013.06 | DOOR: hinged, 1 leaf, 900 clear opening, solid, shielded, standard vision panel, lead glass, with integral blind |  |  | 1 | DOOR | TRUE | FALSE | FALSE
DO | Doors | HI | Hinged | DOHI-013 | 07 | DOHI-013.07 | DOOR: hinged, 1 leaf, 900 clear opening, solid, shielded, standard vision panel, lead glass, with cover |  |  | 1 | DOOR | TRUE | FALSE | TRUE
DO | Doors | HI | Hinged | DOHI-013 | 08 | DOHI-013.08 | DOOR: hinged, 1 leaf, 900 clear opening, solid, anti-ligature, standard vision panel |  |  | 1 | DOOR | TRUE | FALSE | TRUE
DO | Doors | HI | Hinged | DOHI-013 | 09 | DOHI-013.09 | DOOR: hinged, 1 leaf, 900 clear opening, solid, anti-ligature, standard vision panel, with integral blind |  |  | 1 | DOOR | TRUE | FALSE | FALSE
DO | Doors | HI | Hinged | DOHI-013 | 10 | DOHI-013.10 | DOOR: hinged, 1 leaf, 900 clear opening, solid, anti-ligature, standard vision panel, with switchable glass |  |  | 1 | DOOR | TRUE | FALSE | FALSE
DO | Doors | HI | Hinged | DOHI-013 | 11 | DOHI-013.11 | DOOR: hinged, 1 leaf, 900 clear opening, solid, anti-ligature and anti-barricade, standard vision panel | DWGL-008 | DOOR: 910mm c/o, single leaf, observation panel, steel/toughened glass, paint | 1 | DOOR | TRUE | FALSE | FALSE
DO | Doors | HI | Hinged | DOHI-013 | 12 | DOHI-013.12 | DOOR: hinged, 1 leaf, 900 clear opening, solid, anti-ligature and anti-barricade, standard vision panel, with integral blind |  |  | 1 | DOOR | TRUE | FALSE | FALSE
DO | Doors | HI | Hinged | DOHI-013 | 13 | DOHI-013.13 | DOOR: hinged, 1 leaf, 900 clear opening, solid, anti-ligature and anti-barricade, standard vision panel, with switchable glass |  |  | 1 | DOOR | TRUE | FALSE | FALSE
DO | Doors | HI | Hinged | DOHI-014 | 01 | DOHI-014.01 | DOOR: hinged, 1 leaf, 950 clear opening, solid, standard vision panel | DWGL-011 | DOOR: 950mm c/o, single leaf, observation panel, solid core/glass, paint | 1 | DOOR | TRUE | FALSE | FALSE
DO | Doors | HI | Hinged | DOHI-014 | 02 | DOHI-014.02 | DOOR: hinged, 1 leaf, 950 clear opening, solid, standard vision panel, with integral blind |  |  | 1 | DOOR | TRUE | FALSE | FALSE
DO | Doors | HI | Hinged | DOHI-014 | 03 | DOHI-014.03 | DOOR: hinged, 1 leaf, 950 clear opening, solid, standard vision panel, with cover |  |  | 1 | DOOR | TRUE | FALSE | TRUE
DO | Doors | HI | Hinged | DOHI-014 | 04 | DOHI-014.04 | DOOR: hinged, 1 leaf, 950 clear opening, solid, standard vision panel, with switchable glass |  |  | 1 | DOOR | TRUE | FALSE | FALSE
DO | Doors | HI | Hinged | DOHI-014 | 05 | DOHI-014.05 | DOOR: hinged, 1 leaf, 950 clear opening, solid, shielded, standard vision panel, lead glass |  |  | 1 | DOOR | TRUE | FALSE | FALSE
DO | Doors | HI | Hinged | DOHI-014 | 06 | DOHI-014.06 | DOOR: hinged, 1 leaf, 950 clear opening, solid, shielded, standard vision panel, lead glass, with integral blind |  |  | 1 | DOOR | TRUE | FALSE | FALSE
DO | Doors | HI | Hinged | DOHI-014 | 07 | DOHI-014.07 | DOOR: hinged, 1 leaf, 950 clear opening, solid, shielded, standard vision panel, lead glass, with cover |  |  | 1 | DOOR | TRUE | FALSE | FALSE
DO | Doors | HI | Hinged | DOHI-014 | 08 | DOHI-014.08 | DOOR: hinged, 1 leaf, 950 clear opening, solid, anti-ligature, standard vision panel |  |  | 1 | DOOR | TRUE | FALSE | FALSE
DO | Doors | HI | Hinged | DOHI-014 | 09 | DOHI-014.09 | DOOR: hinged, 1 leaf, 950 clear opening, solid, anti-ligature, standard vision panel, with integral blind |  |  | 1 | DOOR | TRUE | FALSE | FALSE
DO | Doors | HI | Hinged | DOHI-014 | 10 | DOHI-014.10 | DOOR: hinged, 1 leaf, 950 clear opening, solid, anti-ligature, standard vision panel, with switchable glass |  |  | 1 | DOOR | TRUE | FALSE | FALSE
DO | Doors | HI | Hinged | DOHI-014 | 11 | DOHI-014.11 | DOOR: hinged, 1 leaf, 950 clear opening, solid, anti-ligature and anti-barricade, standard vision panel |  |  | 1 | DOOR | TRUE | FALSE | FALSE
DO | Doors | HI | Hinged | DOHI-014 | 12 | DOHI-014.12 | DOOR: hinged, 1 leaf, 950 clear opening, solid, anti-ligature and anti-barricade, standard vision panel, with integral blind |  |  | 1 | DOOR | TRUE | FALSE | FALSE
DO | Doors | HI | Hinged | DOHI-014 | 13 | DOHI-014.13 | DOOR: hinged, 1 leaf, 950 clear opening, solid, anti-ligature and anti-barricade, standard vision panel, with switchable glass |  |  | 1 | DOOR | TRUE | FALSE | FALSE
DO | Doors | HI | Hinged | DOHI-015 | 01 | DOHI-015.01 | DOOR: hinged, 1 leaf, 1000 clear opening, solid, standard vision panel | DWGL-078 | DOOR: 1000mm c/o, single leaf, observation panel, solid core/glass, paint | 1 | DOOR | TRUE | FALSE | TRUE
DO | Doors | HI | Hinged | DOHI-015 | 02 | DOHI-015.02 | DOOR: hinged, 1 leaf, 1000 clear opening, solid, standard vision panel, with integral blind |  |  | 1 | DOOR | TRUE | FALSE | FALSE
DO | Doors | HI | Hinged | DOHI-015 | 03 | DOHI-015.03 | DOOR: hinged, 1 leaf, 1000 clear opening, solid, standard vision panel, with cover |  |  | 1 | DOOR | TRUE | FALSE | FALSE
DO | Doors | HI | Hinged | DOHI-015 | 04 | DOHI-015.04 | DOOR: hinged, 1 leaf, 1000 clear opening, solid, standard vision panel, with switchable glass |  |  | 1 | DOOR | TRUE | FALSE | FALSE
DO | Doors | HI | Hinged | DOHI-015 | 05 | DOHI-015.05 | DOOR: hinged, 1 leaf, 1000 clear opening, solid, shielded, standard vision panel, lead glass |  |  | 1 | DOOR | TRUE | FALSE | FALSE
DO | Doors | HI | Hinged | DOHI-015 | 06 | DOHI-015.06 | DOOR: hinged, 1 leaf, 1000 clear opening, solid, shielded, standard vision panel, lead glass, with integral blind |  |  | 1 | DOOR | TRUE | FALSE | FALSE
DO | Doors | HI | Hinged | DOHI-015 | 07 | DOHI-015.07 | DOOR: hinged, 1 leaf, 1000 clear opening, solid, shielded, standard vision panel, lead glass, with cover |  |  | 1 | DOOR | TRUE | FALSE | FALSE
DO | Doors | HI | Hinged | DOHI-015 | 08 | DOHI-015.08 | DOOR: hinged, 1 leaf, 1000 clear opening, solid, anti-ligature, standard vision panel |  |  | 1 | DOOR | TRUE | FALSE | FALSE
DO | Doors | HI | Hinged | DOHI-015 | 09 | DOHI-015.09 | DOOR: hinged, 1 leaf, 1000 clear opening, solid, anti-ligature, standard vision panel, with integral blind |  |  | 1 | DOOR | TRUE | FALSE | FALSE
DO | Doors | HI | Hinged | DOHI-015 | 10 | DOHI-015.10 | DOOR: hinged, 1 leaf, 1000 clear opening, solid, anti-ligature, standard vision panel, with switchable glass |  |  | 1 | DOOR | TRUE | FALSE | FALSE
DO | Doors | HI | Hinged | DOHI-015 | 11 | DOHI-015.11 | DOOR: hinged, 1 leaf, 1000 clear opening, solid, anti-ligature and anti-barricade, standard vision panel |  |  | 1 | DOOR | TRUE | FALSE | FALSE
DO | Doors | HI | Hinged | DOHI-015 | 12 | DOHI-015.12 | DOOR: hinged, 1 leaf, 1000 clear opening, solid, anti-ligature and anti-barricade, standard vision panel, with integral blind |  |  | 1 | DOOR | TRUE | FALSE | FALSE
DO | Doors | HI | Hinged | DOHI-015 | 13 | DOHI-015.13 | DOOR: hinged, 1 leaf, 1000 clear opening, solid, anti-ligature and anti-barricade, standard vision panel, with switchable glass |  |  | 1 | DOOR | TRUE | FALSE | FALSE
DO | Doors | HI | Hinged | DOHI-016 | 01 | DOHI-016.01 | DOOR: hinged, 1 leaf, 1050 clear opening, solid, standard vision panel |  |  | 1 | DOOR | TRUE | FALSE | FALSE
DO | Doors | HI | Hinged | DOHI-016 | 02 | DOHI-016.02 | DOOR: hinged, 1 leaf, 1050 clear opening, solid, standard vision panel, with integral blind |  |  | 1 | DOOR | TRUE | FALSE | FALSE
DO | Doors | HI | Hinged | DOHI-016 | 03 | DOHI-016.03 | DOOR: hinged, 1 leaf, 1050 clear opening, solid, standard vision panel, with cover |  |  | 1 | DOOR | TRUE | FALSE | FALSE
DO | Doors | HI | Hinged | DOHI-016 | 04 | DOHI-016.04 | DOOR: hinged, 1 leaf, 1050 clear opening, solid, standard vision panel, with switchable glass |  |  | 1 | DOOR | TRUE | FALSE | FALSE
DO | Doors | HI | Hinged | DOHI-016 | 05 | DOHI-016.05 | DOOR: hinged, 1 leaf, 1050 clear opening, solid, shielded, standard vision panel, lead glass |  |  | 1 | DOOR | TRUE | FALSE | FALSE
DO | Doors | HI | Hinged | DOHI-016 | 06 | DOHI-016.06 | DOOR: hinged, 1 leaf, 1050 clear opening, solid, shielded, standard vision panel, lead glass, with integral blind |  |  | 1 | DOOR | TRUE | FALSE | FALSE
DO | Doors | HI | Hinged | DOHI-016 | 07 | DOHI-016.07 | DOOR: hinged, 1 leaf, 1050 clear opening, solid, shielded, standard vision panel, lead glass, with cover |  |  | 1 | DOOR | TRUE | FALSE | FALSE
DO | Doors | HI | Hinged | DOHI-016 | 08 | DOHI-016.08 | DOOR: hinged, 1 leaf, 1050 clear opening, solid, anti-ligature, standard vision panel |  |  | 1 | DOOR | TRUE | FALSE | FALSE
DO | Doors | HI | Hinged | DOHI-016 | 09 | DOHI-016.09 | DOOR: hinged, 1 leaf, 1050 clear opening, solid, anti-ligature, standard vision panel, with integral blind |  |  | 1 | DOOR | TRUE | FALSE | FALSE
DO | Doors | HI | Hinged | DOHI-016 | 10 | DOHI-016.10 | DOOR: hinged, 1 leaf, 1050 clear opening, solid, anti-ligature, standard vision panel, with switchable glass |  |  | 1 | DOOR | TRUE | FALSE | FALSE
DO | Doors | HI | Hinged | DOHI-016 | 11 | DOHI-016.11 | DOOR: hinged, 1 leaf, 1050 clear opening, solid, anti-ligature and anti-barricade, standard vision panel |  |  | 1 | DOOR | TRUE | FALSE | FALSE
DO | Doors | HI | Hinged | DOHI-016 | 12 | DOHI-016.12 | DOOR: hinged, 1 leaf, 1050 clear opening, solid, anti-ligature and anti-barricade, standard vision panel, with integral blind |  |  | 1 | DOOR | TRUE | FALSE | FALSE
DO | Doors | HI | Hinged | DOHI-016 | 13 | DOHI-016.13 | DOOR: hinged, 1 leaf, 1050 clear opening, solid, anti-ligature and anti-barricade, standard vision panel, with switchable glass |  |  | 1 | DOOR | TRUE | FALSE | FALSE
DO | Doors | HI | Hinged | DOHI-017 | 01 | DOHI-017.01 | DOOR: hinged, 1 leaf, 1100 clear opening, solid, standard vision panel | DWGL-020 | DOOR: 1100mm c/o, single leaf, observation panel, solid core/glass, paint | 1 | DOOR | TRUE | FALSE | FALSE
DO | Doors | HI | Hinged | DOHI-017 | 02 | DOHI-017.02 | DOOR: hinged, 1 leaf, 1100 clear opening, solid, standard vision panel, with integral blind |  |  | 1 | DOOR | TRUE | FALSE | FALSE
DO | Doors | HI | Hinged | DOHI-017 | 03 | DOHI-017.03 | DOOR: hinged, 1 leaf, 1100 clear opening, solid, standard vision panel, with cover |  |  | 1 | DOOR | TRUE | FALSE | FALSE
DO | Doors | HI | Hinged | DOHI-017 | 04 | DOHI-017.04 | DOOR: hinged, 1 leaf, 1100 clear opening, solid, standard vision panel, with switchable glass |  |  | 1 | DOOR | TRUE | FALSE | FALSE
DO | Doors | HI | Hinged | DOHI-017 | 05 | DOHI-017.05 | DOOR: hinged, 1 leaf, 1100 clear opening, solid, shielded, standard vision panel, lead glass |  |  | 1 | DOOR | TRUE | FALSE | FALSE
DO | Doors | HI | Hinged | DOHI-017 | 06 | DOHI-017.06 | DOOR: hinged, 1 leaf, 1100 clear opening, solid, shielded, standard vision panel, lead glass, with integral blind |  |  | 1 | DOOR | TRUE | FALSE | FALSE
DO | Doors | HI | Hinged | DOHI-017 | 07 | DOHI-017.07 | DOOR: hinged, 1 leaf, 1100 clear opening, solid, shielded, standard vision panel, lead glass, with cover |  |  | 1 | DOOR | TRUE | FALSE | FALSE
DO | Doors | HI | Hinged | DOHI-017 | 08 | DOHI-017.08 | DOOR: hinged, 1 leaf, 1100 clear opening, solid, anti-ligature, standard vision panel |  |  | 1 | DOOR | TRUE | FALSE | FALSE
DO | Doors | HI | Hinged | DOHI-017 | 09 | DOHI-017.09 | DOOR: hinged, 1 leaf, 1100 clear opening, solid, anti-ligature, standard vision panel, with integral blind |  |  | 1 | DOOR | TRUE | FALSE | FALSE
DO | Doors | HI | Hinged | DOHI-017 | 10 | DOHI-017.10 | DOOR: hinged, 1 leaf, 1100 clear opening, solid, anti-ligature, standard vision panel, with switchable glass |  |  | 1 | DOOR | TRUE | FALSE | FALSE
DO | Doors | HI | Hinged | DOHI-017 | 11 | DOHI-017.11 | DOOR: hinged, 1 leaf, 1100 clear opening, solid, anti-ligature and anti-barricade, standard vision panel |  |  | 1 | DOOR | TRUE | FALSE | FALSE
DO | Doors | HI | Hinged | DOHI-017 | 12 | DOHI-017.12 | DOOR: hinged, 1 leaf, 1100 clear opening, solid, anti-ligature and anti-barricade, standard vision panel, with integral blind |  |  | 1 | DOOR | TRUE | FALSE | TRUE
DO | Doors | HI | Hinged | DOHI-017 | 13 | DOHI-017.13 | DOOR: hinged, 1 leaf, 1100 clear opening, solid, anti-ligature and anti-barricade, standard vision panel, with switchable glass |  |  | 1 | DOOR | TRUE | FALSE | FALSE
DO | Doors | HI | Hinged | DOHI-018 | 01 | DOHI-018.01 | DOOR: hinged, 1 leaf, 1150 clear opening, solid, standard vision panel |  |  | 1 | DOOR | TRUE | FALSE | FALSE
DO | Doors | HI | Hinged | DOHI-018 | 02 | DOHI-018.02 | DOOR: hinged, 1 leaf, 1150 clear opening, solid, standard vision panel, with integral blind |  |  | 1 | DOOR | TRUE | FALSE | FALSE
DO | Doors | HI | Hinged | DOHI-018 | 03 | DOHI-018.03 | DOOR: hinged, 1 leaf, 1150 clear opening, solid, standard vision panel, with cover |  |  | 1 | DOOR | TRUE | FALSE | FALSE
DO | Doors | HI | Hinged | DOHI-018 | 04 | DOHI-018.04 | DOOR: hinged, 1 leaf, 1150 clear opening, solid, standard vision panel, with switchable glass |  |  | 1 | DOOR | TRUE | FALSE | FALSE
DO | Doors | HI | Hinged | DOHI-018 | 05 | DOHI-018.05 | DOOR: hinged, 1 leaf, 1150 clear opening, solid, shielded, standard vision panel, lead glass |  |  | 1 | DOOR | TRUE | FALSE | FALSE
DO | Doors | HI | Hinged | DOHI-018 | 06 | DOHI-018.06 | DOOR: hinged, 1 leaf, 1150 clear opening, solid, shielded, standard vision panel, lead glass, with integral blind |  |  | 1 | DOOR | TRUE | FALSE | FALSE
DO | Doors | HI | Hinged | DOHI-018 | 07 | DOHI-018.07 | DOOR: hinged, 1 leaf, 1150 clear opening, solid, shielded, standard vision panel, lead glass, with cover |  |  | 1 | DOOR | TRUE | FALSE | FALSE
DO | Doors | HI | Hinged | DOHI-018 | 08 | DOHI-018.08 | DOOR: hinged, 1 leaf, 1150 clear opening, solid, anti-ligature, standard vision panel |  |  | 1 | DOOR | TRUE | FALSE | FALSE
DO | Doors | HI | Hinged | DOHI-018 | 09 | DOHI-018.09 | DOOR: hinged, 1 leaf, 1150 clear opening, solid, anti-ligature, standard vision panel, with integral blind |  |  | 1 | DOOR | TRUE | FALSE | FALSE
DO | Doors | HI | Hinged | DOHI-018 | 10 | DOHI-018.10 | DOOR: hinged, 1 leaf, 1150 clear opening, solid, anti-ligature, standard vision panel, with switchable glass |  |  | 1 | DOOR | TRUE | FALSE | FALSE
DO | Doors | HI | Hinged | DOHI-018 | 11 | DOHI-018.11 | DOOR: hinged, 1 leaf, 1150 clear opening, solid, anti-ligature and anti-barricade, standard vision panel |  |  | 1 | DOOR | TRUE | FALSE | FALSE
DO | Doors | HI | Hinged | DOHI-018 | 12 | DOHI-018.12 | DOOR: hinged, 1 leaf, 1150 clear opening, solid, anti-ligature and anti-barricade, standard vision panel, with integral blind |  |  | 1 | DOOR | TRUE | FALSE | FALSE
DO | Doors | HI | Hinged | DOHI-018 | 13 | DOHI-018.13 | DOOR: hinged, 1 leaf, 1150 clear opening, solid, anti-ligature and anti-barricade, standard vision panel, with switchable glass |  |  | 1 | DOOR | TRUE | FALSE | FALSE
DO | Doors | HI | Hinged | DOHI-019 | 01 | DOHI-019.01 | DOOR: hinged, 1 leaf, 1200 clear opening, solid, standard vision panel | DWGL-024 | DOOR: 1200mm c/o, single leaf, observation panel, solid core/glass, paint; DOOR: 1270mm c/o, single leaf, observation panel, solid core/safety glass, paint | 1 | DOOR | TRUE | FALSE | FALSE
DO | Doors | HI | Hinged | DOHI-019 | 02 | DOHI-019.02 | DOOR: hinged, 1 leaf, 1200 clear opening, solid, standard vision panel, with integral blind |  |  | 1 | DOOR | TRUE | FALSE | FALSE
DO | Doors | HI | Hinged | DOHI-019 | 03 | DOHI-019.03 | DOOR: hinged, 1 leaf, 1200 clear opening, solid, standard vision panel, with cover |  |  | 1 | DOOR | TRUE | FALSE | FALSE
DO | Doors | HI | Hinged | DOHI-019 | 04 | DOHI-019.04 | DOOR: hinged, 1 leaf, 1200 clear opening, solid, standard vision panel, with switchable glass |  |  | 1 | DOOR | TRUE | FALSE | FALSE
DO | Doors | HI | Hinged | DOHI-019 | 05 | DOHI-019.05 | DOOR: hinged, 1 leaf, 1200 clear opening, solid, shielded, standard vision panel, lead glass |  |  | 1 | DOOR | TRUE | FALSE | FALSE
DO | Doors | HI | Hinged | DOHI-019 | 06 | DOHI-019.06 | DOOR: hinged, 1 leaf, 1200 clear opening, solid, shielded, standard vision panel, lead glass, with integral blind |  |  | 1 | DOOR | TRUE | FALSE | FALSE
DO | Doors | HI | Hinged | DOHI-019 | 07 | DOHI-019.07 | DOOR: hinged, 1 leaf, 1200 clear opening, solid, shielded, standard vision panel, lead glass, with cover |  |  | 1 | DOOR | TRUE | FALSE | FALSE
DO | Doors | HI | Hinged | DOHI-019 | 08 | DOHI-019.08 | DOOR: hinged, 1 leaf, 1200 clear opening, solid, anti-ligature, standard vision panel |  |  | 1 | DOOR | TRUE | FALSE | FALSE
DO | Doors | HI | Hinged | DOHI-019 | 09 | DOHI-019.09 | DOOR: hinged, 1 leaf, 1200 clear opening, solid, anti-ligature, standard vision panel, with integral blind |  |  | 1 | DOOR | TRUE | FALSE | FALSE
DO | Doors | HI | Hinged | DOHI-019 | 10 | DOHI-019.10 | DOOR: hinged, 1 leaf, 1200 clear opening, solid, anti-ligature, standard vision panel, with switchable glass |  |  | 1 | DOOR | TRUE | FALSE | FALSE
DO | Doors | HI | Hinged | DOHI-019 | 11 | DOHI-019.11 | DOOR: hinged, 1 leaf, 1200 clear opening, solid, anti-ligature and anti-barricade, standard vision panel |  |  | 1 | DOOR | TRUE | FALSE | FALSE
DO | Doors | HI | Hinged | DOHI-019 | 12 | DOHI-019.12 | DOOR: hinged, 1 leaf, 1200 clear opening, solid, anti-ligature and anti-barricade, standard vision panel, with integral blind |  |  | 1 | DOOR | TRUE | FALSE | TRUE
DO | Doors | HI | Hinged | DOHI-019 | 13 | DOHI-019.13 | DOOR: hinged, 1 leaf, 1200 clear opening, solid, anti-ligature and anti-barricade, standard vision panel, with switchable glass |  |  | 1 | DOOR | TRUE | FALSE | FALSE
DO | Doors | HI | Hinged | DOHI-021 | 01 | DOHI-021.01 | DOOR: hinged, 1 leaf, 800 clear opening, solid, small vision panel |  |  | 1 | DOOR | TRUE | FALSE | FALSE
DO | Doors | HI | Hinged | DOHI-021 | 02 | DOHI-021.02 | DOOR: hinged, 1 leaf, 800 clear opening, solid, small vision panel, with integral blind |  |  | 1 | DOOR | TRUE | FALSE | FALSE
DO | Doors | HI | Hinged | DOHI-021 | 03 | DOHI-021.03 | DOOR: hinged, 1 leaf, 800 clear opening, solid, small vision panel, with cover |  |  | 1 | DOOR | TRUE | FALSE | FALSE
DO | Doors | HI | Hinged | DOHI-021 | 04 | DOHI-021.04 | DOOR: hinged, 1 leaf, 800 clear opening, solid, small vision panel, with switchable glass |  |  | 1 | DOOR | TRUE | FALSE | FALSE
DO | Doors | HI | Hinged | DOHI-021 | 05 | DOHI-021.05 | DOOR: hinged, 1 leaf, 800 clear opening, solid, shielded, small vision panel, lead glass |  |  | 1 | DOOR | TRUE | FALSE | FALSE
DO | Doors | HI | Hinged | DOHI-021 | 06 | DOHI-021.06 | DOOR: hinged, 1 leaf, 800 clear opening, solid, shielded, small vision panel, lead glass, with integral blind |  |  | 1 | DOOR | TRUE | FALSE | FALSE
DO | Doors | HI | Hinged | DOHI-021 | 07 | DOHI-021.07 | DOOR: hinged, 1 leaf, 800 clear opening, solid, shielded, small vision panel, lead glass, with cover |  |  | 1 | DOOR | TRUE | FALSE | FALSE
DO | Doors | HI | Hinged | DOHI-021 | 08 | DOHI-021.08 | DOOR: hinged, 1 leaf, 800 clear opening, solid, anti-ligature, small vision panel |  |  | 1 | DOOR | TRUE | FALSE | FALSE
DO | Doors | HI | Hinged | DOHI-021 | 09 | DOHI-021.09 | DOOR: hinged, 1 leaf, 800 clear opening, solid, anti-ligature, small vision panel, with integral blind |  |  | 1 | DOOR | TRUE | FALSE | FALSE
DO | Doors | HI | Hinged | DOHI-021 | 10 | DOHI-021.10 | DOOR: hinged, 1 leaf, 800 clear opening, solid, anti-ligature, small vision panel, with switchable glass |  |  | 1 | DOOR | TRUE | FALSE | FALSE
DO | Doors | HI | Hinged | DOHI-021 | 11 | DOHI-021.11 | DOOR: hinged, 1 leaf, 800 clear opening, solid, anti-ligature and anti-barricade, small vision panel |  |  | 1 | DOOR | TRUE | FALSE | FALSE
DO | Doors | HI | Hinged | DOHI-021 | 12 | DOHI-021.12 | DOOR: hinged, 1 leaf, 800 clear opening, solid, anti-ligature and anti-barricade, small vision panel, with integral blind |  |  | 1 | DOOR | TRUE | FALSE | FALSE
DO | Doors | HI | Hinged | DOHI-021 | 13 | DOHI-021.13 | DOOR: hinged, 1 leaf, 800 clear opening, solid, anti-ligature and anti-barricade, small vision panel, with switchable glass |  |  | 1 | DOOR | TRUE | FALSE | FALSE
DO | Doors | HI | Hinged | DOHI-022 | 01 | DOHI-022.01 | DOOR: hinged, 1 leaf, 850 clear opening, solid, small vision panel |  |  | 1 | DOOR | TRUE | FALSE | FALSE
DO | Doors | HI | Hinged | DOHI-022 | 02 | DOHI-022.02 | DOOR: hinged, 1 leaf, 850 clear opening, solid, small vision panel, with integral blind |  |  | 1 | DOOR | TRUE | FALSE | FALSE
DO | Doors | HI | Hinged | DOHI-022 | 03 | DOHI-022.03 | DOOR: hinged, 1 leaf, 850 clear opening, solid, small vision panel, with cover |  |  | 1 | DOOR | TRUE | FALSE | FALSE
DO | Doors | HI | Hinged | DOHI-022 | 04 | DOHI-022.04 | DOOR: hinged, 1 leaf, 850 clear opening, solid, small vision panel, with switchable glass |  |  | 1 | DOOR | TRUE | FALSE | FALSE
DO | Doors | HI | Hinged | DOHI-022 | 05 | DOHI-022.05 | DOOR: hinged, 1 leaf, 850 clear opening, solid, shielded, small vision panel, lead glass |  |  | 1 | DOOR | TRUE | FALSE | FALSE
DO | Doors | HI | Hinged | DOHI-022 | 06 | DOHI-022.06 | DOOR: hinged, 1 leaf, 850 clear opening, solid, shielded, small vision panel, lead glass, with integral blind |  |  | 1 | DOOR | TRUE | FALSE | FALSE
DO | Doors | HI | Hinged | DOHI-022 | 07 | DOHI-022.07 | DOOR: hinged, 1 leaf, 850 clear opening, solid, shielded, small vision panel, lead glass, with cover |  |  | 1 | DOOR | TRUE | FALSE | FALSE
DO | Doors | HI | Hinged | DOHI-022 | 08 | DOHI-022.08 | DOOR: hinged, 1 leaf, 850 clear opening, solid, anti-ligature, small vision panel |  |  | 1 | DOOR | TRUE | FALSE | FALSE
DO | Doors | HI | Hinged | DOHI-022 | 09 | DOHI-022.09 | DOOR: hinged, 1 leaf, 850 clear opening, solid, anti-ligature, small vision panel, with integral blind |  |  | 1 | DOOR | TRUE | FALSE | FALSE
DO | Doors | HI | Hinged | DOHI-022 | 10 | DOHI-022.10 | DOOR: hinged, 1 leaf, 850 clear opening, solid, anti-ligature, small vision panel, with switchable glass |  |  | 1 | DOOR | TRUE | FALSE | FALSE
DO | Doors | HI | Hinged | DOHI-022 | 11 | DOHI-022.11 | DOOR: hinged, 1 leaf, 850 clear opening, solid, anti-ligature and anti-barricade, small vision panel |  |  | 1 | DOOR | TRUE | FALSE | FALSE
DO | Doors | HI | Hinged | DOHI-022 | 12 | DOHI-022.12 | DOOR: hinged, 1 leaf, 850 clear opening, solid, anti-ligature and anti-barricade, small vision panel, with integral blind |  |  | 1 | DOOR | TRUE | FALSE | FALSE
DO | Doors | HI | Hinged | DOHI-022 | 13 | DOHI-022.13 | DOOR: hinged, 1 leaf, 850 clear opening, solid, anti-ligature and anti-barricade, small vision panel, with switchable glass |  |  | 1 | DOOR | TRUE | FALSE | FALSE
DO | Doors | HI | Hinged | DOHI-023 | 01 | DOHI-023.01 | DOOR: hinged, 1 leaf, 900 clear opening, solid, small vision panel |  |  | 1 | DOOR | TRUE | FALSE | FALSE
DO | Doors | HI | Hinged | DOHI-023 | 02 | DOHI-023.02 | DOOR: hinged, 1 leaf, 900 clear opening, solid, small vision panel, with integral blind |  |  | 1 | DOOR | TRUE | FALSE | FALSE
DO | Doors | HI | Hinged | DOHI-023 | 03 | DOHI-023.03 | DOOR: hinged, 1 leaf, 900 clear opening, solid, small vision panel, with cover |  |  | 1 | DOOR | TRUE | FALSE | FALSE
DO | Doors | HI | Hinged | DOHI-023 | 04 | DOHI-023.04 | DOOR: hinged, 1 leaf, 900 clear opening, solid, small vision panel, with switchable glass |  |  | 1 | DOOR | TRUE | FALSE | FALSE
DO | Doors | HI | Hinged | DOHI-023 | 05 | DOHI-023.05 | DOOR: hinged, 1 leaf, 900 clear opening, solid, shielded, small vision panel, lead glass |  |  | 1 | DOOR | TRUE | FALSE | FALSE
DO | Doors | HI | Hinged | DOHI-023 | 06 | DOHI-023.06 | DOOR: hinged, 1 leaf, 900 clear opening, solid, shielded, small vision panel, lead glass, with integral blind |  |  | 1 | DOOR | TRUE | FALSE | FALSE
DO | Doors | HI | Hinged | DOHI-023 | 07 | DOHI-023.07 | DOOR: hinged, 1 leaf, 900 clear opening, solid, shielded, small vision panel, lead glass, with cover |  |  | 1 | DOOR | TRUE | FALSE | FALSE
DO | Doors | HI | Hinged | DOHI-023 | 08 | DOHI-023.08 | DOOR: hinged, 1 leaf, 900 clear opening, solid, anti-ligature, small vision panel |  |  | 1 | DOOR | TRUE | FALSE | FALSE
DO | Doors | HI | Hinged | DOHI-023 | 09 | DOHI-023.09 | DOOR: hinged, 1 leaf, 900 clear opening, solid, anti-ligature, small vision panel, with integral blind |  |  | 1 | DOOR | TRUE | FALSE | FALSE
DO | Doors | HI | Hinged | DOHI-023 | 10 | DOHI-023.10 | DOOR: hinged, 1 leaf, 900 clear opening, solid, anti-ligature, small vision panel, with switchable glass |  |  | 1 | DOOR | TRUE | FALSE | FALSE
DO | Doors | HI | Hinged | DOHI-023 | 11 | DOHI-023.11 | DOOR: hinged, 1 leaf, 900 clear opening, solid, anti-ligature and anti-barricade, small vision panel |  |  | 1 | DOOR | TRUE | FALSE | FALSE
DO | Doors | HI | Hinged | DOHI-023 | 12 | DOHI-023.12 | DOOR: hinged, 1 leaf, 900 clear opening, solid, anti-ligature and anti-barricade, small vision panel, with integral blind |  |  | 1 | DOOR | TRUE | FALSE | FALSE
DO | Doors | HI | Hinged | DOHI-023 | 13 | DOHI-023.13 | DOOR: hinged, 1 leaf, 900 clear opening, solid, anti-ligature and anti-barricade, small vision panel, with switchable glass |  |  | 1 | DOOR | TRUE | FALSE | FALSE
DO | Doors | HI | Hinged | DOHI-024 | 01 | DOHI-024.01 | DOOR: hinged, 1 leaf, 950 clear opening, solid, small vision panel |  |  | 1 | DOOR | TRUE | FALSE | FALSE
DO | Doors | HI | Hinged | DOHI-024 | 02 | DOHI-024.02 | DOOR: hinged, 1 leaf, 950 clear opening, solid, small vision panel, with integral blind |  |  | 1 | DOOR | TRUE | FALSE | FALSE
DO | Doors | HI | Hinged | DOHI-024 | 03 | DOHI-024.03 | DOOR: hinged, 1 leaf, 950 clear opening, solid, small vision panel, with cover |  |  | 1 | DOOR | TRUE | FALSE | FALSE
DO | Doors | HI | Hinged | DOHI-024 | 04 | DOHI-024.04 | DOOR: hinged, 1 leaf, 950 clear opening, solid, small vision panel, with switchable glass |  |  | 1 | DOOR | TRUE | FALSE | FALSE
DO | Doors | HI | Hinged | DOHI-024 | 05 | DOHI-024.05 | DOOR: hinged, 1 leaf, 950 clear opening, solid, shielded, small vision panel, lead glass |  |  | 1 | DOOR | TRUE | FALSE | FALSE
DO | Doors | HI | Hinged | DOHI-024 | 06 | DOHI-024.06 | DOOR: hinged, 1 leaf, 950 clear opening, solid, shielded, small vision panel, lead glass, with integral blind |  |  | 1 | DOOR | TRUE | FALSE | FALSE
DO | Doors | HI | Hinged | DOHI-024 | 07 | DOHI-024.07 | DOOR: hinged, 1 leaf, 950 clear opening, solid, shielded, small vision panel, lead glass, with cover |  |  | 1 | DOOR | TRUE | FALSE | FALSE
DO | Doors | HI | Hinged | DOHI-024 | 08 | DOHI-024.08 | DOOR: hinged, 1 leaf, 950 clear opening, solid, anti-ligature, small vision panel |  |  | 1 | DOOR | TRUE | FALSE | FALSE
DO | Doors | HI | Hinged | DOHI-024 | 09 | DOHI-024.09 | DOOR: hinged, 1 leaf, 950 clear opening, solid, anti-ligature, small vision panel, with integral blind |  |  | 1 | DOOR | TRUE | FALSE | FALSE
DO | Doors | HI | Hinged | DOHI-024 | 10 | DOHI-024.10 | DOOR: hinged, 1 leaf, 950 clear opening, solid, anti-ligature, small vision panel, with switchable glass |  |  | 1 | DOOR | TRUE | FALSE | FALSE
DO | Doors | HI | Hinged | DOHI-024 | 11 | DOHI-024.11 | DOOR: hinged, 1 leaf, 950 clear opening, solid, anti-ligature and anti-barricade, small vision panel |  |  | 1 | DOOR | TRUE | FALSE | FALSE
DO | Doors | HI | Hinged | DOHI-024 | 12 | DOHI-024.12 | DOOR: hinged, 1 leaf, 950 clear opening, solid, anti-ligature and anti-barricade, small vision panel, with integral blind |  |  | 1 | DOOR | TRUE | FALSE | FALSE
DO | Doors | HI | Hinged | DOHI-024 | 13 | DOHI-024.13 | DOOR: hinged, 1 leaf, 950 clear opening, solid, anti-ligature and anti-barricade, small vision panel, with switchable glass |  |  | 1 | DOOR | TRUE | FALSE | FALSE
DO | Doors | HI | Hinged | DOHI-025 | 01 | DOHI-025.01 | DOOR: hinged, 1 leaf, 1000 clear opening, solid, small vision panel |  |  | 1 | DOOR | TRUE | FALSE | FALSE
DO | Doors | HI | Hinged | DOHI-025 | 02 | DOHI-025.02 | DOOR: hinged, 1 leaf, 1000 clear opening, solid, small vision panel, with integral blind |  |  | 1 | DOOR | TRUE | FALSE | FALSE
DO | Doors | HI | Hinged | DOHI-025 | 03 | DOHI-025.03 | DOOR: hinged, 1 leaf, 1000 clear opening, solid, small vision panel, with cover |  |  | 1 | DOOR | TRUE | FALSE | FALSE
DO | Doors | HI | Hinged | DOHI-025 | 04 | DOHI-025.04 | DOOR: hinged, 1 leaf, 1000 clear opening, solid, small vision panel, with switchable glass |  |  | 1 | DOOR | TRUE | FALSE | FALSE
DO | Doors | HI | Hinged | DOHI-025 | 05 | DOHI-025.05 | DOOR: hinged, 1 leaf, 1000 clear opening, solid, shielded, small vision panel, lead glass |  |  | 1 | DOOR | TRUE | FALSE | FALSE
DO | Doors | HI | Hinged | DOHI-025 | 06 | DOHI-025.06 | DOOR: hinged, 1 leaf, 1000 clear opening, solid, shielded, small vision panel, lead glass, with integral blind |  |  | 1 | DOOR | TRUE | FALSE | FALSE
DO | Doors | HI | Hinged | DOHI-025 | 07 | DOHI-025.07 | DOOR: hinged, 1 leaf, 1000 clear opening, solid, shielded, small vision panel, lead glass, with cover |  |  | 1 | DOOR | TRUE | FALSE | FALSE
DO | Doors | HI | Hinged | DOHI-025 | 08 | DOHI-025.08 | DOOR: hinged, 1 leaf, 1000 clear opening, solid, anti-ligature, small vision panel |  |  | 1 | DOOR | TRUE | FALSE | FALSE
DO | Doors | HI | Hinged | DOHI-025 | 09 | DOHI-025.09 | DOOR: hinged, 1 leaf, 1000 clear opening, solid, anti-ligature, small vision panel, with integral blind |  |  | 1 | DOOR | TRUE | FALSE | FALSE
DO | Doors | HI | Hinged | DOHI-025 | 10 | DOHI-025.10 | DOOR: hinged, 1 leaf, 1000 clear opening, solid, anti-ligature, small vision panel, with switchable glass |  |  | 1 | DOOR | TRUE | FALSE | FALSE
DO | Doors | HI | Hinged | DOHI-025 | 11 | DOHI-025.11 | DOOR: hinged, 1 leaf, 1000 clear opening, solid, anti-ligature and anti-barricade, small vision panel |  |  | 1 | DOOR | TRUE | FALSE | FALSE
DO | Doors | HI | Hinged | DOHI-025 | 12 | DOHI-025.12 | DOOR: hinged, 1 leaf, 1000 clear opening, solid, anti-ligature and anti-barricade, small vision panel, with integral blind |  |  | 1 | DOOR | TRUE | FALSE | FALSE
DO | Doors | HI | Hinged | DOHI-025 | 13 | DOHI-025.13 | DOOR: hinged, 1 leaf, 1000 clear opening, solid, anti-ligature and anti-barricade, small vision panel, with switchable glass |  |  | 1 | DOOR | TRUE | FALSE | FALSE
DO | Doors | HI | Hinged | DOHI-026 | 01 | DOHI-026.01 | DOOR: hinged, 1 leaf, 1050 clear opening, solid, small vision panel |  |  | 1 | DOOR | TRUE | FALSE | FALSE
DO | Doors | HI | Hinged | DOHI-026 | 02 | DOHI-026.02 | DOOR: hinged, 1 leaf, 1050 clear opening, solid, small vision panel, with integral blind |  |  | 1 | DOOR | TRUE | FALSE | FALSE
DO | Doors | HI | Hinged | DOHI-026 | 03 | DOHI-026.03 | DOOR: hinged, 1 leaf, 1050 clear opening, solid, small vision panel, with cover |  |  | 1 | DOOR | TRUE | FALSE | FALSE
DO | Doors | HI | Hinged | DOHI-026 | 04 | DOHI-026.04 | DOOR: hinged, 1 leaf, 1050 clear opening, solid, small vision panel, with switchable glass |  |  | 1 | DOOR | TRUE | FALSE | FALSE
DO | Doors | HI | Hinged | DOHI-026 | 05 | DOHI-026.05 | DOOR: hinged, 1 leaf, 1050 clear opening, solid, shielded, small vision panel, lead glass |  |  | 1 | DOOR | TRUE | FALSE | FALSE
DO | Doors | HI | Hinged | DOHI-026 | 06 | DOHI-026.06 | DOOR: hinged, 1 leaf, 1050 clear opening, solid, shielded, small vision panel, lead glass, with integral blind |  |  | 1 | DOOR | TRUE | FALSE | FALSE
DO | Doors | HI | Hinged | DOHI-026 | 07 | DOHI-026.07 | DOOR: hinged, 1 leaf, 1050 clear opening, solid, shielded, small vision panel, lead glass, with cover |  |  | 1 | DOOR | TRUE | FALSE | FALSE
DO | Doors | HI | Hinged | DOHI-026 | 08 | DOHI-026.08 | DOOR: hinged, 1 leaf, 1050 clear opening, solid, anti-ligature, small vision panel |  |  | 1 | DOOR | TRUE | FALSE | FALSE
DO | Doors | HI | Hinged | DOHI-026 | 09 | DOHI-026.09 | DOOR: hinged, 1 leaf, 1050 clear opening, solid, anti-ligature, small vision panel, with integral blind |  |  | 1 | DOOR | TRUE | FALSE | FALSE
DO | Doors | HI | Hinged | DOHI-026 | 10 | DOHI-026.10 | DOOR: hinged, 1 leaf, 1050 clear opening, solid, anti-ligature, small vision panel, with switchable glass |  |  | 1 | DOOR | TRUE | FALSE | FALSE
DO | Doors | HI | Hinged | DOHI-026 | 11 | DOHI-026.11 | DOOR: hinged, 1 leaf, 1050 clear opening, solid, anti-ligature and anti-barricade, small vision panel |  |  | 1 | DOOR | TRUE | FALSE | FALSE
DO | Doors | HI | Hinged | DOHI-026 | 12 | DOHI-026.12 | DOOR: hinged, 1 leaf, 1050 clear opening, solid, anti-ligature and anti-barricade, small vision panel, with integral blind |  |  | 1 | DOOR | TRUE | FALSE | FALSE
DO | Doors | HI | Hinged | DOHI-026 | 13 | DOHI-026.13 | DOOR: hinged, 1 leaf, 1050 clear opening, solid, anti-ligature and anti-barricade, small vision panel, with switchable glass |  |  | 1 | DOOR | TRUE | FALSE | FALSE
DO | Doors | HI | Hinged | DOHI-027 | 01 | DOHI-027.01 | DOOR: hinged, 1 leaf, 1100 clear opening, solid, small vision panel |  |  | 1 | DOOR | TRUE | FALSE | FALSE
DO | Doors | HI | Hinged | DOHI-027 | 02 | DOHI-027.02 | DOOR: hinged, 1 leaf, 1100 clear opening, solid, small vision panel, with integral blind |  |  | 1 | DOOR | TRUE | FALSE | FALSE
DO | Doors | HI | Hinged | DOHI-027 | 03 | DOHI-027.03 | DOOR: hinged, 1 leaf, 1100 clear opening, solid, small vision panel, with cover |  |  | 1 | DOOR | TRUE | FALSE | FALSE
DO | Doors | HI | Hinged | DOHI-027 | 04 | DOHI-027.04 | DOOR: hinged, 1 leaf, 1100 clear opening, solid, small vision panel, with switchable glass |  |  | 1 | DOOR | TRUE | FALSE | FALSE
DO | Doors | HI | Hinged | DOHI-027 | 05 | DOHI-027.05 | DOOR: hinged, 1 leaf, 1100 clear opening, solid, shielded, small vision panel, lead glass |  |  | 1 | DOOR | TRUE | FALSE | FALSE
DO | Doors | HI | Hinged | DOHI-027 | 06 | DOHI-027.06 | DOOR: hinged, 1 leaf, 1100 clear opening, solid, shielded, small vision panel, lead glass, with integral blind |  |  | 1 | DOOR | TRUE | FALSE | FALSE
DO | Doors | HI | Hinged | DOHI-027 | 07 | DOHI-027.07 | DOOR: hinged, 1 leaf, 1100 clear opening, solid, shielded, small vision panel, lead glass, with cover |  |  | 1 | DOOR | TRUE | FALSE | FALSE
DO | Doors | HI | Hinged | DOHI-027 | 08 | DOHI-027.08 | DOOR: hinged, 1 leaf, 1100 clear opening, solid, anti-ligature, small vision panel |  |  | 1 | DOOR | TRUE | FALSE | FALSE
DO | Doors | HI | Hinged | DOHI-027 | 09 | DOHI-027.09 | DOOR: hinged, 1 leaf, 1100 clear opening, solid, anti-ligature, small vision panel, with integral blind |  |  | 1 | DOOR | TRUE | FALSE | FALSE
DO | Doors | HI | Hinged | DOHI-027 | 10 | DOHI-027.10 | DOOR: hinged, 1 leaf, 1100 clear opening, solid, anti-ligature, small vision panel, with switchable glass |  |  | 1 | DOOR | TRUE | FALSE | FALSE
DO | Doors | HI | Hinged | DOHI-027 | 11 | DOHI-027.11 | DOOR: hinged, 1 leaf, 1100 clear opening, solid, anti-ligature and anti-barricade, small vision panel |  |  | 1 | DOOR | TRUE | FALSE | FALSE
DO | Doors | HI | Hinged | DOHI-027 | 12 | DOHI-027.12 | DOOR: hinged, 1 leaf, 1100 clear opening, solid, anti-ligature and anti-barricade, small vision panel, with integral blind |  |  | 1 | DOOR | TRUE | FALSE | FALSE
DO | Doors | HI | Hinged | DOHI-027 | 13 | DOHI-027.13 | DOOR: hinged, 1 leaf, 1100 clear opening, solid, anti-ligature and anti-barricade, small vision panel, with switchable glass |  |  | 1 | DOOR | TRUE | FALSE | FALSE
DO | Doors | HI | Hinged | DOHI-028 | 01 | DOHI-028.01 | DOOR: hinged, 1 leaf, 1150 clear opening, solid, small vision panel |  |  | 1 | DOOR | TRUE | FALSE | FALSE
DO | Doors | HI | Hinged | DOHI-028 | 02 | DOHI-028.02 | DOOR: hinged, 1 leaf, 1150 clear opening, solid, small vision panel, with integral blind |  |  | 1 | DOOR | TRUE | FALSE | FALSE
DO | Doors | HI | Hinged | DOHI-028 | 03 | DOHI-028.03 | DOOR: hinged, 1 leaf, 1150 clear opening, solid, small vision panel, with cover |  |  | 1 | DOOR | TRUE | FALSE | FALSE
DO | Doors | HI | Hinged | DOHI-028 | 04 | DOHI-028.04 | DOOR: hinged, 1 leaf, 1150 clear opening, solid, small vision panel, with switchable glass |  |  | 1 | DOOR | TRUE | FALSE | FALSE
DO | Doors | HI | Hinged | DOHI-028 | 05 | DOHI-028.05 | DOOR: hinged, 1 leaf, 1150 clear opening, solid, shielded, small vision panel, lead glass |  |  | 1 | DOOR | TRUE | FALSE | FALSE
DO | Doors | HI | Hinged | DOHI-028 | 06 | DOHI-028.06 | DOOR: hinged, 1 leaf, 1150 clear opening, solid, shielded, small vision panel, lead glass, with integral blind |  |  | 1 | DOOR | TRUE | FALSE | FALSE
DO | Doors | HI | Hinged | DOHI-028 | 07 | DOHI-028.07 | DOOR: hinged, 1 leaf, 1150 clear opening, solid, shielded, small vision panel, lead glass, with cover |  |  | 1 | DOOR | TRUE | FALSE | FALSE
DO | Doors | HI | Hinged | DOHI-028 | 08 | DOHI-028.08 | DOOR: hinged, 1 leaf, 1150 clear opening, solid, anti-ligature, small vision panel |  |  | 1 | DOOR | TRUE | FALSE | FALSE
DO | Doors | HI | Hinged | DOHI-028 | 09 | DOHI-028.09 | DOOR: hinged, 1 leaf, 1150 clear opening, solid, anti-ligature, small vision panel, with integral blind |  |  | 1 | DOOR | TRUE | FALSE | FALSE
DO | Doors | HI | Hinged | DOHI-028 | 10 | DOHI-028.10 | DOOR: hinged, 1 leaf, 1150 clear opening, solid, anti-ligature, small vision panel, with switchable glass |  |  | 1 | DOOR | TRUE | FALSE | FALSE
DO | Doors | HI | Hinged | DOHI-028 | 11 | DOHI-028.11 | DOOR: hinged, 1 leaf, 1150 clear opening, solid, anti-ligature and anti-barricade, small vision panel |  |  | 1 | DOOR | TRUE | FALSE | FALSE
DO | Doors | HI | Hinged | DOHI-028 | 12 | DOHI-028.12 | DOOR: hinged, 1 leaf, 1150 clear opening, solid, anti-ligature and anti-barricade, small vision panel, with integral blind |  |  | 1 | DOOR | TRUE | FALSE | FALSE
DO | Doors | HI | Hinged | DOHI-028 | 13 | DOHI-028.13 | DOOR: hinged, 1 leaf, 1150 clear opening, solid, anti-ligature and anti-barricade, small vision panel, with switchable glass |  |  | 1 | DOOR | TRUE | FALSE | FALSE
DO | Doors | HI | Hinged | DOHI-029 | 01 | DOHI-029.01 | DOOR: hinged, 1 leaf, 1200 clear opening, solid, small vision panel |  |  | 1 | DOOR | TRUE | FALSE | FALSE
DO | Doors | HI | Hinged | DOHI-029 | 02 | DOHI-029.02 | DOOR: hinged, 1 leaf, 1200 clear opening, solid, small vision panel, with integral blind |  |  | 1 | DOOR | TRUE | FALSE | FALSE
DO | Doors | HI | Hinged | DOHI-029 | 03 | DOHI-029.03 | DOOR: hinged, 1 leaf, 1200 clear opening, solid, small vision panel, with cover |  |  | 1 | DOOR | TRUE | FALSE | FALSE
DO | Doors | HI | Hinged | DOHI-029 | 04 | DOHI-029.04 | DOOR: hinged, 1 leaf, 1200 clear opening, solid, small vision panel, with switchable glass |  |  | 1 | DOOR | TRUE | FALSE | FALSE
DO | Doors | HI | Hinged | DOHI-029 | 05 | DOHI-029.05 | DOOR: hinged, 1 leaf, 1200 clear opening, solid, shielded, small vision panel, lead glass |  |  | 1 | DOOR | TRUE | FALSE | FALSE
DO | Doors | HI | Hinged | DOHI-029 | 06 | DOHI-029.06 | DOOR: hinged, 1 leaf, 1200 clear opening, solid, shielded, small vision panel, lead glass, with integral blind |  |  | 1 | DOOR | TRUE | FALSE | FALSE
DO | Doors | HI | Hinged | DOHI-029 | 07 | DOHI-029.07 | DOOR: hinged, 1 leaf, 1200 clear opening, solid, shielded, small vision panel, lead glass, with cover |  |  | 1 | DOOR | TRUE | FALSE | FALSE
DO | Doors | HI | Hinged | DOHI-029 | 08 | DOHI-029.08 | DOOR: hinged, 1 leaf, 1200 clear opening, solid, anti-ligature, small vision panel |  |  | 1 | DOOR | TRUE | FALSE | FALSE
DO | Doors | HI | Hinged | DOHI-029 | 09 | DOHI-029.09 | DOOR: hinged, 1 leaf, 1200 clear opening, solid, anti-ligature, small vision panel, with integral blind |  |  | 1 | DOOR | TRUE | FALSE | FALSE
DO | Doors | HI | Hinged | DOHI-029 | 10 | DOHI-029.10 | DOOR: hinged, 1 leaf, 1200 clear opening, solid, anti-ligature, small vision panel, with switchable glass |  |  | 1 | DOOR | TRUE | FALSE | FALSE
DO | Doors | HI | Hinged | DOHI-029 | 11 | DOHI-029.11 | DOOR: hinged, 1 leaf, 1200 clear opening, solid, anti-ligature and anti-barricade, small vision panel |  |  | 1 | DOOR | TRUE | FALSE | FALSE
DO | Doors | HI | Hinged | DOHI-029 | 12 | DOHI-029.12 | DOOR: hinged, 1 leaf, 1200 clear opening, solid, anti-ligature and anti-barricade, small vision panel, with integral blind |  |  | 1 | DOOR | TRUE | FALSE | FALSE
DO | Doors | HI | Hinged | DOHI-029 | 13 | DOHI-029.13 | DOOR: hinged, 1 leaf, 1200 clear opening, solid, anti-ligature and anti-barricade, small vision panel, with switchable glass |  |  | 1 | DOOR | TRUE | FALSE | FALSE
DO | Doors | HI | Hinged | DOHI-031 | 01 | DOHI-031.01 | DOOR: hinged, 1 leaf, 800 clear opening, solid, tall vision panel |  |  | 1 | DOOR | TRUE | FALSE | FALSE
DO | Doors | HI | Hinged | DOHI-031 | 02 | DOHI-031.02 | DOOR: hinged, 1 leaf, 800 clear opening, solid, tall vision panel, with integral blind |  |  | 1 | DOOR | TRUE | FALSE | FALSE
DO | Doors | HI | Hinged | DOHI-031 | 03 | DOHI-031.03 | DOOR: hinged, 1 leaf, 800 clear opening, solid, tall vision panel, with switchable glass |  |  | 1 | DOOR | TRUE | FALSE | FALSE
DO | Doors | HI | Hinged | DOHI-031 | 04 | DOHI-031.04 | DOOR: hinged, 1 leaf, 800 clear opening, solid, shielded, tall vision panel, lead glass |  |  | 1 | DOOR | TRUE | FALSE | FALSE
DO | Doors | HI | Hinged | DOHI-031 | 05 | DOHI-031.05 | DOOR: hinged, 1 leaf, 800 clear opening, solid, shielded, tall vision panel, lead glass, with integral blind |  |  | 1 | DOOR | TRUE | FALSE | FALSE
DO | Doors | HI | Hinged | DOHI-031 | 06 | DOHI-031.06 | DOOR: hinged, 1 leaf, 800 clear opening, solid, anti-ligature, tall vision panel |  |  | 1 | DOOR | TRUE | FALSE | FALSE
DO | Doors | HI | Hinged | DOHI-031 | 07 | DOHI-031.07 | DOOR: hinged, 1 leaf, 800 clear opening, solid, anti-ligature, tall vision panel, with integral blind |  |  | 1 | DOOR | TRUE | FALSE | FALSE
DO | Doors | HI | Hinged | DOHI-031 | 08 | DOHI-031.08 | DOOR: hinged, 1 leaf, 800 clear opening, solid, anti-ligature, tall vision panel, with switchable glass |  |  | 1 | DOOR | TRUE | FALSE | FALSE
DO | Doors | HI | Hinged | DOHI-031 | 09 | DOHI-031.09 | DOOR: hinged, 1 leaf, 800 clear opening, solid, anti-ligature and anti-barricade, tall vision panel |  |  | 1 | DOOR | TRUE | FALSE | FALSE
DO | Doors | HI | Hinged | DOHI-031 | 10 | DOHI-031.10 | DOOR: hinged, 1 leaf, 800 clear opening, solid, anti-ligature and anti-barricade, tall vision panel, with integral blind |  |  | 1 | DOOR | TRUE | FALSE | FALSE
DO | Doors | HI | Hinged | DOHI-031 | 11 | DOHI-031.11 | DOOR: hinged, 1 leaf, 800 clear opening, solid, anti-ligature and anti-barricade, tall vision panel, with switchable glass |  |  | 1 | DOOR | TRUE | FALSE | FALSE
DO | Doors | HI | Hinged | DOHI-032 | 01 | DOHI-032.01 | DOOR: hinged, 1 leaf, 850 clear opening, solid, tall vision panel |  |  | 1 | DOOR | TRUE | FALSE | FALSE
DO | Doors | HI | Hinged | DOHI-032 | 02 | DOHI-032.02 | DOOR: hinged, 1 leaf, 850 clear opening, solid, tall vision panel, with integral blind |  |  | 1 | DOOR | TRUE | FALSE | FALSE
DO | Doors | HI | Hinged | DOHI-032 | 03 | DOHI-032.03 | DOOR: hinged, 1 leaf, 850 clear opening, solid, tall vision panel, with switchable glass |  |  | 1 | DOOR | TRUE | FALSE | FALSE
DO | Doors | HI | Hinged | DOHI-032 | 04 | DOHI-032.04 | DOOR: hinged, 1 leaf, 850 clear opening, solid, shielded, tall vision panel, lead glass |  |  | 1 | DOOR | TRUE | FALSE | FALSE
DO | Doors | HI | Hinged | DOHI-032 | 05 | DOHI-032.05 | DOOR: hinged, 1 leaf, 850 clear opening, solid, shielded, tall vision panel, lead glass, with integral blind |  |  | 1 | DOOR | TRUE | FALSE | FALSE
DO | Doors | HI | Hinged | DOHI-032 | 06 | DOHI-032.06 | DOOR: hinged, 1 leaf, 850 clear opening, solid, anti-ligature, tall vision panel |  |  | 1 | DOOR | TRUE | FALSE | FALSE
DO | Doors | HI | Hinged | DOHI-032 | 07 | DOHI-032.07 | DOOR: hinged, 1 leaf, 850 clear opening, solid, anti-ligature, tall vision panel, with integral blind |  |  | 1 | DOOR | TRUE | FALSE | FALSE
DO | Doors | HI | Hinged | DOHI-032 | 08 | DOHI-032.08 | DOOR: hinged, 1 leaf, 850 clear opening, solid, anti-ligature, tall vision panel, with switchable glass |  |  | 1 | DOOR | TRUE | FALSE | FALSE
DO | Doors | HI | Hinged | DOHI-032 | 09 | DOHI-032.09 | DOOR: hinged, 1 leaf, 850 clear opening, solid, anti-ligature and anti-barricade, tall vision panel |  |  | 1 | DOOR | TRUE | FALSE | FALSE
DO | Doors | HI | Hinged | DOHI-032 | 10 | DOHI-032.10 | DOOR: hinged, 1 leaf, 850 clear opening, solid, anti-ligature and anti-barricade, tall vision panel, with integral blind |  |  | 1 | DOOR | TRUE | FALSE | FALSE
DO | Doors | HI | Hinged | DOHI-032 | 11 | DOHI-032.11 | DOOR: hinged, 1 leaf, 850 clear opening, solid, anti-ligature and anti-barricade, tall vision panel, with switchable glass |  |  | 1 | DOOR | TRUE | FALSE | FALSE
DO | Doors | HI | Hinged | DOHI-033 | 01 | DOHI-033.01 | DOOR: hinged, 1 leaf, 900 clear opening, solid, tall vision panel |  |  | 1 | DOOR | TRUE | FALSE | FALSE
DO | Doors | HI | Hinged | DOHI-033 | 02 | DOHI-033.02 | DOOR: hinged, 1 leaf, 900 clear opening, solid, tall vision panel, with integral blind |  |  | 1 | DOOR | TRUE | FALSE | FALSE
DO | Doors | HI | Hinged | DOHI-033 | 03 | DOHI-033.03 | DOOR: hinged, 1 leaf, 900 clear opening, solid, tall vision panel, with switchable glass |  |  | 1 | DOOR | TRUE | FALSE | FALSE
DO | Doors | HI | Hinged | DOHI-033 | 04 | DOHI-033.04 | DOOR: hinged, 1 leaf, 900 clear opening, solid, shielded, tall vision panel, lead glass |  |  | 1 | DOOR | TRUE | FALSE | FALSE
DO | Doors | HI | Hinged | DOHI-033 | 05 | DOHI-033.05 | DOOR: hinged, 1 leaf, 900 clear opening, solid, shielded, tall vision panel, lead glass, with integral blind |  |  | 1 | DOOR | TRUE | FALSE | FALSE
DO | Doors | HI | Hinged | DOHI-033 | 06 | DOHI-033.06 | DOOR: hinged, 1 leaf, 900 clear opening, solid, anti-ligature, tall vision panel |  |  | 1 | DOOR | TRUE | FALSE | FALSE
DO | Doors | HI | Hinged | DOHI-033 | 07 | DOHI-033.07 | DOOR: hinged, 1 leaf, 900 clear opening, solid, anti-ligature, tall vision panel, with integral blind |  |  | 1 | DOOR | TRUE | FALSE | FALSE
DO | Doors | HI | Hinged | DOHI-033 | 08 | DOHI-033.08 | DOOR: hinged, 1 leaf, 900 clear opening, solid, anti-ligature, tall vision panel, with switchable glass |  |  | 1 | DOOR | TRUE | FALSE | FALSE
DO | Doors | HI | Hinged | DOHI-033 | 09 | DOHI-033.09 | DOOR: hinged, 1 leaf, 900 clear opening, solid, anti-ligature and anti-barricade, tall vision panel |  |  | 1 | DOOR | TRUE | FALSE | FALSE
DO | Doors | HI | Hinged | DOHI-033 | 10 | DOHI-033.10 | DOOR: hinged, 1 leaf, 900 clear opening, solid, anti-ligature and anti-barricade, tall vision panel, with integral blind |  |  | 1 | DOOR | TRUE | FALSE | FALSE
DO | Doors | HI | Hinged | DOHI-033 | 11 | DOHI-033.11 | DOOR: hinged, 1 leaf, 900 clear opening, solid, anti-ligature and anti-barricade, tall vision panel, with switchable glass |  |  | 1 | DOOR | TRUE | FALSE | FALSE
DO | Doors | HI | Hinged | DOHI-034 | 01 | DOHI-034.01 | DOOR: hinged, 1 leaf, 950 clear opening, solid, tall vision panel |  |  | 1 | DOOR | TRUE | FALSE | FALSE
DO | Doors | HI | Hinged | DOHI-034 | 02 | DOHI-034.02 | DOOR: hinged, 1 leaf, 950 clear opening, solid, tall vision panel, with integral blind |  |  | 1 | DOOR | TRUE | FALSE | FALSE
DO | Doors | HI | Hinged | DOHI-034 | 03 | DOHI-034.03 | DOOR: hinged, 1 leaf, 950 clear opening, solid, tall vision panel, with switchable glass |  |  | 1 | DOOR | TRUE | FALSE | FALSE
DO | Doors | HI | Hinged | DOHI-034 | 04 | DOHI-034.04 | DOOR: hinged, 1 leaf, 950 clear opening, solid, shielded, tall vision panel, lead glass |  |  | 1 | DOOR | TRUE | FALSE | FALSE
DO | Doors | HI | Hinged | DOHI-034 | 05 | DOHI-034.05 | DOOR: hinged, 1 leaf, 950 clear opening, solid, shielded, tall vision panel, lead glass, with integral blind |  |  | 1 | DOOR | TRUE | FALSE | FALSE
DO | Doors | HI | Hinged | DOHI-034 | 06 | DOHI-034.06 | DOOR: hinged, 1 leaf, 950 clear opening, solid, anti-ligature, tall vision panel |  |  | 1 | DOOR | TRUE | FALSE | FALSE
DO | Doors | HI | Hinged | DOHI-034 | 07 | DOHI-034.07 | DOOR: hinged, 1 leaf, 950 clear opening, solid, anti-ligature, tall vision panel, with integral blind |  |  | 1 | DOOR | TRUE | FALSE | FALSE
DO | Doors | HI | Hinged | DOHI-034 | 08 | DOHI-034.08 | DOOR: hinged, 1 leaf, 950 clear opening, solid, anti-ligature, tall vision panel, with switchable glass |  |  | 1 | DOOR | TRUE | FALSE | FALSE
DO | Doors | HI | Hinged | DOHI-034 | 09 | DOHI-034.09 | DOOR: hinged, 1 leaf, 950 clear opening, solid, anti-ligature and anti-barricade, tall vision panel |  |  | 1 | DOOR | TRUE | FALSE | FALSE
DO | Doors | HI | Hinged | DOHI-034 | 10 | DOHI-034.10 | DOOR: hinged, 1 leaf, 950 clear opening, solid, anti-ligature and anti-barricade, tall vision panel, with integral blind |  |  | 1 | DOOR | TRUE | FALSE | FALSE
DO | Doors | HI | Hinged | DOHI-034 | 11 | DOHI-034.11 | DOOR: hinged, 1 leaf, 950 clear opening, solid, anti-ligature and anti-barricade, tall vision panel, with switchable glass |  |  | 1 | DOOR | TRUE | FALSE | FALSE
DO | Doors | HI | Hinged | DOHI-035 | 01 | DOHI-035.01 | DOOR: hinged, 1 leaf, 1000 clear opening, solid, tall vision panel |  |  | 1 | DOOR | TRUE | FALSE | FALSE
DO | Doors | HI | Hinged | DOHI-035 | 02 | DOHI-035.02 | DOOR: hinged, 1 leaf, 1000 clear opening, solid, tall vision panel, with integral blind |  |  | 1 | DOOR | TRUE | FALSE | FALSE
DO | Doors | HI | Hinged | DOHI-035 | 03 | DOHI-035.03 | DOOR: hinged, 1 leaf, 1000 clear opening, solid, tall vision panel, with switchable glass |  |  | 1 | DOOR | TRUE | FALSE | FALSE
DO | Doors | HI | Hinged | DOHI-035 | 04 | DOHI-035.04 | DOOR: hinged, 1 leaf, 1000 clear opening, solid, shielded, tall vision panel, lead glass |  |  | 1 | DOOR | TRUE | FALSE | FALSE
DO | Doors | HI | Hinged | DOHI-035 | 05 | DOHI-035.05 | DOOR: hinged, 1 leaf, 1000 clear opening, solid, shielded, tall vision panel, lead glass, with integral blind |  |  | 1 | DOOR | TRUE | FALSE | FALSE
DO | Doors | HI | Hinged | DOHI-035 | 06 | DOHI-035.06 | DOOR: hinged, 1 leaf, 1000 clear opening, solid, anti-ligature, tall vision panel |  |  | 1 | DOOR | TRUE | FALSE | FALSE
DO | Doors | HI | Hinged | DOHI-035 | 07 | DOHI-035.07 | DOOR: hinged, 1 leaf, 1000 clear opening, solid, anti-ligature, tall vision panel, with integral blind |  |  | 1 | DOOR | TRUE | FALSE | FALSE
DO | Doors | HI | Hinged | DOHI-035 | 08 | DOHI-035.08 | DOOR: hinged, 1 leaf, 1000 clear opening, solid, anti-ligature, tall vision panel, with switchable glass |  |  | 1 | DOOR | TRUE | FALSE | FALSE
DO | Doors | HI | Hinged | DOHI-035 | 09 | DOHI-035.09 | DOOR: hinged, 1 leaf, 1000 clear opening, solid, anti-ligature and anti-barricade, tall vision panel |  |  | 1 | DOOR | TRUE | FALSE | FALSE
DO | Doors | HI | Hinged | DOHI-035 | 10 | DOHI-035.10 | DOOR: hinged, 1 leaf, 1000 clear opening, solid, anti-ligature and anti-barricade, tall vision panel, with integral blind |  |  | 1 | DOOR | TRUE | FALSE | FALSE
DO | Doors | HI | Hinged | DOHI-035 | 11 | DOHI-035.11 | DOOR: hinged, 1 leaf, 1000 clear opening, solid, anti-ligature and anti-barricade, tall vision panel, with switchable glass |  |  | 1 | DOOR | TRUE | FALSE | FALSE
DO | Doors | HI | Hinged | DOHI-036 | 01 | DOHI-036.01 | DOOR: hinged, 1 leaf, 1050 clear opening, solid, tall vision panel |  |  | 1 | DOOR | TRUE | FALSE | FALSE
DO | Doors | HI | Hinged | DOHI-036 | 02 | DOHI-036.02 | DOOR: hinged, 1 leaf, 1050 clear opening, solid, tall vision panel, with integral blind |  |  | 1 | DOOR | TRUE | FALSE | FALSE
DO | Doors | HI | Hinged | DOHI-036 | 03 | DOHI-036.03 | DOOR: hinged, 1 leaf, 1050 clear opening, solid, tall vision panel, with switchable glass |  |  | 1 | DOOR | TRUE | FALSE | FALSE
DO | Doors | HI | Hinged | DOHI-036 | 04 | DOHI-036.04 | DOOR: hinged, 1 leaf, 1050 clear opening, solid, shielded, tall vision panel, lead glass |  |  | 1 | DOOR | TRUE | FALSE | FALSE
DO | Doors | HI | Hinged | DOHI-036 | 05 | DOHI-036.05 | DOOR: hinged, 1 leaf, 1050 clear opening, solid, shielded, tall vision panel, lead glass, with integral blind |  |  | 1 | DOOR | TRUE | FALSE | FALSE
DO | Doors | HI | Hinged | DOHI-036 | 06 | DOHI-036.06 | DOOR: hinged, 1 leaf, 1050 clear opening, solid, anti-ligature, tall vision panel |  |  | 1 | DOOR | TRUE | FALSE | FALSE
DO | Doors | HI | Hinged | DOHI-036 | 07 | DOHI-036.07 | DOOR: hinged, 1 leaf, 1050 clear opening, solid, anti-ligature, tall vision panel, with integral blind |  |  | 1 | DOOR | TRUE | FALSE | FALSE
DO | Doors | HI | Hinged | DOHI-036 | 08 | DOHI-036.08 | DOOR: hinged, 1 leaf, 1050 clear opening, solid, anti-ligature, tall vision panel, with switchable glass |  |  | 1 | DOOR | TRUE | FALSE | FALSE
DO | Doors | HI | Hinged | DOHI-036 | 09 | DOHI-036.09 | DOOR: hinged, 1 leaf, 1050 clear opening, solid, anti-ligature and anti-barricade, tall vision panel |  |  | 1 | DOOR | TRUE | FALSE | FALSE
DO | Doors | HI | Hinged | DOHI-036 | 10 | DOHI-036.10 | DOOR: hinged, 1 leaf, 1050 clear opening, solid, anti-ligature and anti-barricade, tall vision panel, with integral blind |  |  | 1 | DOOR | TRUE | FALSE | FALSE
DO | Doors | HI | Hinged | DOHI-036 | 11 | DOHI-036.11 | DOOR: hinged, 1 leaf, 1050 clear opening, solid, anti-ligature and anti-barricade, tall vision panel, with switchable glass |  |  | 1 | DOOR | TRUE | FALSE | FALSE
DO | Doors | HI | Hinged | DOHI-037 | 01 | DOHI-037.01 | DOOR: hinged, 1 leaf, 1100 clear opening, solid, tall vision panel |  |  | 1 | DOOR | TRUE | FALSE | FALSE
DO | Doors | HI | Hinged | DOHI-037 | 02 | DOHI-037.02 | DOOR: hinged, 1 leaf, 1100 clear opening, solid, tall vision panel, with integral blind |  |  | 1 | DOOR | TRUE | FALSE | FALSE
DO | Doors | HI | Hinged | DOHI-037 | 03 | DOHI-037.03 | DOOR: hinged, 1 leaf, 1100 clear opening, solid, tall vision panel, with switchable glass |  |  | 1 | DOOR | TRUE | FALSE | FALSE
DO | Doors | HI | Hinged | DOHI-037 | 04 | DOHI-037.04 | DOOR: hinged, 1 leaf, 1100 clear opening, solid, shielded, tall vision panel, lead glass |  |  | 1 | DOOR | TRUE | FALSE | FALSE
DO | Doors | HI | Hinged | DOHI-037 | 05 | DOHI-037.05 | DOOR: hinged, 1 leaf, 1100 clear opening, solid, shielded, tall vision panel, lead glass, with integral blind |  |  | 1 | DOOR | TRUE | FALSE | FALSE
DO | Doors | HI | Hinged | DOHI-037 | 06 | DOHI-037.06 | DOOR: hinged, 1 leaf, 1100 clear opening, solid, anti-ligature, tall vision panel |  |  | 1 | DOOR | TRUE | FALSE | FALSE
DO | Doors | HI | Hinged | DOHI-037 | 07 | DOHI-037.07 | DOOR: hinged, 1 leaf, 1100 clear opening, solid, anti-ligature, tall vision panel, with integral blind |  |  | 1 | DOOR | TRUE | FALSE | FALSE
DO | Doors | HI | Hinged | DOHI-037 | 08 | DOHI-037.08 | DOOR: hinged, 1 leaf, 1100 clear opening, solid, anti-ligature, tall vision panel, with switchable glass |  |  | 1 | DOOR | TRUE | FALSE | FALSE
DO | Doors | HI | Hinged | DOHI-037 | 09 | DOHI-037.09 | DOOR: hinged, 1 leaf, 1100 clear opening, solid, anti-ligature and anti-barricade, tall vision panel |  |  | 1 | DOOR | TRUE | FALSE | FALSE
DO | Doors | HI | Hinged | DOHI-037 | 10 | DOHI-037.10 | DOOR: hinged, 1 leaf, 1100 clear opening, solid, anti-ligature and anti-barricade, tall vision panel, with integral blind |  |  | 1 | DOOR | TRUE | FALSE | FALSE
DO | Doors | HI | Hinged | DOHI-037 | 11 | DOHI-037.11 | DOOR: hinged, 1 leaf, 1100 clear opening, solid, anti-ligature and anti-barricade, tall vision panel, with switchable glass |  |  | 1 | DOOR | TRUE | FALSE | FALSE
DO | Doors | HI | Hinged | DOHI-038 | 01 | DOHI-038.01 | DOOR: hinged, 1 leaf, 1150 clear opening, solid, tall vision panel |  |  | 1 | DOOR | TRUE | FALSE | FALSE
DO | Doors | HI | Hinged | DOHI-038 | 02 | DOHI-038.02 | DOOR: hinged, 1 leaf, 1150 clear opening, solid, tall vision panel, with integral blind |  |  | 1 | DOOR | TRUE | FALSE | FALSE
DO | Doors | HI | Hinged | DOHI-038 | 03 | DOHI-038.03 | DOOR: hinged, 1 leaf, 1150 clear opening, solid, tall vision panel, with switchable glass |  |  | 1 | DOOR | TRUE | FALSE | FALSE
DO | Doors | HI | Hinged | DOHI-038 | 04 | DOHI-038.04 | DOOR: hinged, 1 leaf, 1150 clear opening, solid, shielded, tall vision panel, lead glass |  |  | 1 | DOOR | TRUE | FALSE | FALSE
DO | Doors | HI | Hinged | DOHI-038 | 05 | DOHI-038.05 | DOOR: hinged, 1 leaf, 1150 clear opening, solid, shielded, tall vision panel, lead glass, with integral blind |  |  | 1 | DOOR | TRUE | FALSE | FALSE
DO | Doors | HI | Hinged | DOHI-038 | 06 | DOHI-038.06 | DOOR: hinged, 1 leaf, 1150 clear opening, solid, anti-ligature, tall vision panel |  |  | 1 | DOOR | TRUE | FALSE | FALSE
DO | Doors | HI | Hinged | DOHI-038 | 07 | DOHI-038.07 | DOOR: hinged, 1 leaf, 1150 clear opening, solid, anti-ligature, tall vision panel, with integral blind |  |  | 1 | DOOR | TRUE | FALSE | FALSE
DO | Doors | HI | Hinged | DOHI-038 | 08 | DOHI-038.08 | DOOR: hinged, 1 leaf, 1150 clear opening, solid, anti-ligature, tall vision panel, with switchable glass |  |  | 1 | DOOR | TRUE | FALSE | FALSE
DO | Doors | HI | Hinged | DOHI-038 | 09 | DOHI-038.09 | DOOR: hinged, 1 leaf, 1150 clear opening, solid, anti-ligature and anti-barricade, tall vision panel |  |  | 1 | DOOR | TRUE | FALSE | FALSE
DO | Doors | HI | Hinged | DOHI-038 | 10 | DOHI-038.10 | DOOR: hinged, 1 leaf, 1150 clear opening, solid, anti-ligature and anti-barricade, tall vision panel, with integral blind |  |  | 1 | DOOR | TRUE | FALSE | FALSE
DO | Doors | HI | Hinged | DOHI-038 | 11 | DOHI-038.11 | DOOR: hinged, 1 leaf, 1150 clear opening, solid, anti-ligature and anti-barricade, tall vision panel, with switchable glass |  |  | 1 | DOOR | TRUE | FALSE | FALSE
DO | Doors | HI | Hinged | DOHI-039 | 01 | DOHI-039.01 | DOOR: hinged, 1 leaf, 1200 clear opening, solid, tall vision panel |  |  | 1 | DOOR | TRUE | FALSE | FALSE
DO | Doors | HI | Hinged | DOHI-039 | 02 | DOHI-039.02 | DOOR: hinged, 1 leaf, 1200 clear opening, solid, tall vision panel, with integral blind |  |  | 1 | DOOR | TRUE | FALSE | FALSE
DO | Doors | HI | Hinged | DOHI-039 | 03 | DOHI-039.03 | DOOR: hinged, 1 leaf, 1200 clear opening, solid, tall vision panel, with switchable glass |  |  | 1 | DOOR | TRUE | FALSE | FALSE
DO | Doors | HI | Hinged | DOHI-039 | 04 | DOHI-039.04 | DOOR: hinged, 1 leaf, 1200 clear opening, solid, shielded, tall vision panel, lead glass |  |  | 1 | DOOR | TRUE | FALSE | FALSE
DO | Doors | HI | Hinged | DOHI-039 | 05 | DOHI-039.05 | DOOR: hinged, 1 leaf, 1200 clear opening, solid, shielded, tall vision panel, lead glass, with integral blind |  |  | 1 | DOOR | TRUE | FALSE | FALSE
DO | Doors | HI | Hinged | DOHI-039 | 06 | DOHI-039.06 | DOOR: hinged, 1 leaf, 1200 clear opening, solid, anti-ligature, tall vision panel |  |  | 1 | DOOR | TRUE | FALSE | FALSE
DO | Doors | HI | Hinged | DOHI-039 | 07 | DOHI-039.07 | DOOR: hinged, 1 leaf, 1200 clear opening, solid, anti-ligature, tall vision panel, with integral blind |  |  | 1 | DOOR | TRUE | FALSE | FALSE
DO | Doors | HI | Hinged | DOHI-039 | 08 | DOHI-039.08 | DOOR: hinged, 1 leaf, 1200 clear opening, solid, anti-ligature, tall vision panel, with switchable glass |  |  | 1 | DOOR | TRUE | FALSE | FALSE
DO | Doors | HI | Hinged | DOHI-039 | 09 | DOHI-039.09 | DOOR: hinged, 1 leaf, 1200 clear opening, solid, anti-ligature and anti-barricade, tall vision panel |  |  | 1 | DOOR | TRUE | FALSE | FALSE
DO | Doors | HI | Hinged | DOHI-039 | 10 | DOHI-039.10 | DOOR: hinged, 1 leaf, 1200 clear opening, solid, anti-ligature and anti-barricade, tall vision panel, with integral blind |  |  | 1 | DOOR | TRUE | FALSE | FALSE
DO | Doors | HI | Hinged | DOHI-039 | 11 | DOHI-039.11 | DOOR: hinged, 1 leaf, 1200 clear opening, solid, anti-ligature and anti-barricade, tall vision panel, with switchable glass |  |  | 1 | DOOR | TRUE | FALSE | FALSE
DO | Doors | HI | Hinged | DOHI-041 | 01 | DOHI-041.01 | DOOR: hinged, 1 leaf, 800 clear opening, solid, wide vision panel |  |  | 1 | DOOR | TRUE | FALSE | FALSE
DO | Doors | HI | Hinged | DOHI-041 | 02 | DOHI-041.02 | DOOR: hinged, 1 leaf, 800 clear opening, solid, wide vision panel, with integral blind |  |  | 1 | DOOR | TRUE | FALSE | FALSE
DO | Doors | HI | Hinged | DOHI-041 | 03 | DOHI-041.03 | DOOR: hinged, 1 leaf, 800 clear opening, solid, wide vision panel, with switchable glass |  |  | 1 | DOOR | TRUE | FALSE | FALSE
DO | Doors | HI | Hinged | DOHI-041 | 04 | DOHI-041.04 | DOOR: hinged, 1 leaf, 800 clear opening, solid, shielded, wide vision panel, lead glass |  |  | 1 | DOOR | TRUE | FALSE | FALSE
DO | Doors | HI | Hinged | DOHI-041 | 05 | DOHI-041.05 | DOOR: hinged, 1 leaf, 800 clear opening, solid, shielded, wide vision panel, lead glass, with integral blind |  |  | 1 | DOOR | TRUE | FALSE | FALSE
DO | Doors | HI | Hinged | DOHI-041 | 06 | DOHI-041.06 | DOOR: hinged, 1 leaf, 800 clear opening, solid, anti-ligature, wide vision panel |  |  | 1 | DOOR | TRUE | FALSE | FALSE
DO | Doors | HI | Hinged | DOHI-041 | 07 | DOHI-041.07 | DOOR: hinged, 1 leaf, 800 clear opening, solid, anti-ligature, wide vision panel, with integral blind |  |  | 1 | DOOR | TRUE | FALSE | FALSE
DO | Doors | HI | Hinged | DOHI-041 | 08 | DOHI-041.08 | DOOR: hinged, 1 leaf, 800 clear opening, solid, anti-ligature, wide vision panel, with switchable glass |  |  | 1 | DOOR | TRUE | FALSE | FALSE
DO | Doors | HI | Hinged | DOHI-041 | 09 | DOHI-041.09 | DOOR: hinged, 1 leaf, 800 clear opening, solid, anti-ligature and anti-barricade, wide vision panel |  |  | 1 | DOOR | TRUE | FALSE | FALSE
DO | Doors | HI | Hinged | DOHI-041 | 10 | DOHI-041.10 | DOOR: hinged, 1 leaf, 800 clear opening, solid, anti-ligature and anti-barricade, wide vision panel, with integral blind |  |  | 1 | DOOR | TRUE | FALSE | FALSE
DO | Doors | HI | Hinged | DOHI-041 | 11 | DOHI-041.11 | DOOR: hinged, 1 leaf, 800 clear opening, solid, anti-ligature and anti-barricade, wide vision panel, with switchable glass |  |  | 1 | DOOR | TRUE | FALSE | FALSE
DO | Doors | HI | Hinged | DOHI-042 | 01 | DOHI-042.01 | DOOR: hinged, 1 leaf, 850 clear opening, solid, wide vision panel |  |  | 1 | DOOR | TRUE | FALSE | FALSE
DO | Doors | HI | Hinged | DOHI-042 | 02 | DOHI-042.02 | DOOR: hinged, 1 leaf, 850 clear opening, solid, wide vision panel, with integral blind |  |  | 1 | DOOR | TRUE | FALSE | FALSE
DO | Doors | HI | Hinged | DOHI-042 | 03 | DOHI-042.03 | DOOR: hinged, 1 leaf, 850 clear opening, solid, wide vision panel, with switchable glass |  |  | 1 | DOOR | TRUE | FALSE | FALSE
DO | Doors | HI | Hinged | DOHI-042 | 04 | DOHI-042.04 | DOOR: hinged, 1 leaf, 850 clear opening, solid, shielded, wide vision panel, lead glass |  |  | 1 | DOOR | TRUE | FALSE | FALSE
DO | Doors | HI | Hinged | DOHI-042 | 05 | DOHI-042.05 | DOOR: hinged, 1 leaf, 850 clear opening, solid, shielded, wide vision panel, lead glass, with integral blind |  |  | 1 | DOOR | TRUE | FALSE | FALSE
DO | Doors | HI | Hinged | DOHI-042 | 06 | DOHI-042.06 | DOOR: hinged, 1 leaf, 850 clear opening, solid, anti-ligature, wide vision panel |  |  | 1 | DOOR | TRUE | FALSE | FALSE
DO | Doors | HI | Hinged | DOHI-042 | 07 | DOHI-042.07 | DOOR: hinged, 1 leaf, 850 clear opening, solid, anti-ligature, wide vision panel, with integral blind |  |  | 1 | DOOR | TRUE | FALSE | FALSE
DO | Doors | HI | Hinged | DOHI-042 | 08 | DOHI-042.08 | DOOR: hinged, 1 leaf, 850 clear opening, solid, anti-ligature, wide vision panel, with switchable glass |  |  | 1 | DOOR | TRUE | FALSE | FALSE
DO | Doors | HI | Hinged | DOHI-042 | 09 | DOHI-042.09 | DOOR: hinged, 1 leaf, 850 clear opening, solid, anti-ligature and anti-barricade, wide vision panel |  |  | 1 | DOOR | TRUE | FALSE | FALSE
DO | Doors | HI | Hinged | DOHI-042 | 10 | DOHI-042.10 | DOOR: hinged, 1 leaf, 850 clear opening, solid, anti-ligature and anti-barricade, wide vision panel, with integral blind |  |  | 1 | DOOR | TRUE | FALSE | FALSE
DO | Doors | HI | Hinged | DOHI-042 | 11 | DOHI-042.11 | DOOR: hinged, 1 leaf, 850 clear opening, solid, anti-ligature and anti-barricade, wide vision panel, with switchable glass |  |  | 1 | DOOR | TRUE | FALSE | FALSE
DO | Doors | HI | Hinged | DOHI-043 | 01 | DOHI-043.01 | DOOR: hinged, 1 leaf, 900 clear opening, solid, wide vision panel | DWGL-002; DWGL-003 | DOOR: 910mm c/o, single leaf, half glazed, solid core/glass, paint; DOOR: 910mm c/o, single leaf, half glazed, solid core/safety glass, paint | 1 | DOOR | TRUE | FALSE | TRUE
DO | Doors | HI | Hinged | DOHI-043 | 02 | DOHI-043.02 | DOOR: hinged, 1 leaf, 900 clear opening, solid, wide vision panel, with integral blind |  |  | 1 | DOOR | TRUE | FALSE | TRUE
DO | Doors | HI | Hinged | DOHI-043 | 03 | DOHI-043.03 | DOOR: hinged, 1 leaf, 900 clear opening, solid, wide vision panel, with switchable glass |  |  | 1 | DOOR | TRUE | FALSE | FALSE
DO | Doors | HI | Hinged | DOHI-043 | 04 | DOHI-043.04 | DOOR: hinged, 1 leaf, 900 clear opening, solid, shielded, wide vision panel, lead glass |  |  | 1 | DOOR | TRUE | FALSE | FALSE
DO | Doors | HI | Hinged | DOHI-043 | 05 | DOHI-043.05 | DOOR: hinged, 1 leaf, 900 clear opening, solid, shielded, wide vision panel, lead glass, with integral blind |  |  | 1 | DOOR | TRUE | FALSE | FALSE
DO | Doors | HI | Hinged | DOHI-043 | 06 | DOHI-043.06 | DOOR: hinged, 1 leaf, 900 clear opening, solid, anti-ligature, wide vision panel |  |  | 1 | DOOR | TRUE | FALSE | FALSE
DO | Doors | HI | Hinged | DOHI-043 | 07 | DOHI-043.07 | DOOR: hinged, 1 leaf, 900 clear opening, solid, anti-ligature, wide vision panel, with integral blind |  |  | 1 | DOOR | TRUE | FALSE | FALSE
DO | Doors | HI | Hinged | DOHI-043 | 08 | DOHI-043.08 | DOOR: hinged, 1 leaf, 900 clear opening, solid, anti-ligature, wide vision panel, with switchable glass |  |  | 1 | DOOR | TRUE | FALSE | FALSE
DO | Doors | HI | Hinged | DOHI-043 | 09 | DOHI-043.09 | DOOR: hinged, 1 leaf, 900 clear opening, solid, anti-ligature and anti-barricade, wide vision panel |  |  | 1 | DOOR | TRUE | FALSE | FALSE
DO | Doors | HI | Hinged | DOHI-043 | 10 | DOHI-043.10 | DOOR: hinged, 1 leaf, 900 clear opening, solid, anti-ligature and anti-barricade, wide vision panel, with integral blind |  |  | 1 | DOOR | TRUE | FALSE | FALSE
DO | Doors | HI | Hinged | DOHI-043 | 11 | DOHI-043.11 | DOOR: hinged, 1 leaf, 900 clear opening, solid, anti-ligature and anti-barricade, wide vision panel, with switchable glass |  |  | 1 | DOOR | TRUE | FALSE | FALSE
DO | Doors | HI | Hinged | DOHI-044 | 01 | DOHI-044.01 | DOOR: hinged, 1 leaf, 950 clear opening, solid, wide vision panel |  |  | 1 | DOOR | TRUE | FALSE | FALSE
DO | Doors | HI | Hinged | DOHI-044 | 02 | DOHI-044.02 | DOOR: hinged, 1 leaf, 950 clear opening, solid, wide vision panel, with integral blind |  |  | 1 | DOOR | TRUE | FALSE | FALSE
DO | Doors | HI | Hinged | DOHI-044 | 03 | DOHI-044.03 | DOOR: hinged, 1 leaf, 950 clear opening, solid, wide vision panel, with switchable glass |  |  | 1 | DOOR | TRUE | FALSE | FALSE
DO | Doors | HI | Hinged | DOHI-044 | 04 | DOHI-044.04 | DOOR: hinged, 1 leaf, 950 clear opening, solid, shielded, wide vision panel, lead glass |  |  | 1 | DOOR | TRUE | FALSE | FALSE
DO | Doors | HI | Hinged | DOHI-044 | 05 | DOHI-044.05 | DOOR: hinged, 1 leaf, 950 clear opening, solid, shielded, wide vision panel, lead glass, with integral blind |  |  | 1 | DOOR | TRUE | FALSE | FALSE
DO | Doors | HI | Hinged | DOHI-044 | 06 | DOHI-044.06 | DOOR: hinged, 1 leaf, 950 clear opening, solid, anti-ligature, wide vision panel |  |  | 1 | DOOR | TRUE | FALSE | FALSE
DO | Doors | HI | Hinged | DOHI-044 | 07 | DOHI-044.07 | DOOR: hinged, 1 leaf, 950 clear opening, solid, anti-ligature, wide vision panel, with integral blind |  |  | 1 | DOOR | TRUE | FALSE | FALSE
DO | Doors | HI | Hinged | DOHI-044 | 08 | DOHI-044.08 | DOOR: hinged, 1 leaf, 950 clear opening, solid, anti-ligature, wide vision panel, with switchable glass |  |  | 1 | DOOR | TRUE | FALSE | FALSE
DO | Doors | HI | Hinged | DOHI-044 | 09 | DOHI-044.09 | DOOR: hinged, 1 leaf, 950 clear opening, solid, anti-ligature and anti-barricade, wide vision panel |  |  | 1 | DOOR | TRUE | FALSE | FALSE
DO | Doors | HI | Hinged | DOHI-044 | 10 | DOHI-044.10 | DOOR: hinged, 1 leaf, 950 clear opening, solid, anti-ligature and anti-barricade, wide vision panel, with integral blind |  |  | 1 | DOOR | TRUE | FALSE | FALSE
DO | Doors | HI | Hinged | DOHI-044 | 11 | DOHI-044.11 | DOOR: hinged, 1 leaf, 950 clear opening, solid, anti-ligature and anti-barricade, wide vision panel, with switchable glass |  |  | 1 | DOOR | TRUE | FALSE | FALSE
DO | Doors | HI | Hinged | DOHI-045 | 01 | DOHI-045.01 | DOOR: hinged, 1 leaf, 1000 clear opening, solid, wide vision panel |  |  | 1 | DOOR | TRUE | FALSE | FALSE
DO | Doors | HI | Hinged | DOHI-045 | 02 | DOHI-045.02 | DOOR: hinged, 1 leaf, 1000 clear opening, solid, wide vision panel, with integral blind |  |  | 1 | DOOR | TRUE | FALSE | FALSE
DO | Doors | HI | Hinged | DOHI-045 | 03 | DOHI-045.03 | DOOR: hinged, 1 leaf, 1000 clear opening, solid, wide vision panel, with switchable glass |  |  | 1 | DOOR | TRUE | FALSE | FALSE
DO | Doors | HI | Hinged | DOHI-045 | 04 | DOHI-045.04 | DOOR: hinged, 1 leaf, 1000 clear opening, solid, shielded, wide vision panel, lead glass |  |  | 1 | DOOR | TRUE | FALSE | FALSE
DO | Doors | HI | Hinged | DOHI-045 | 05 | DOHI-045.05 | DOOR: hinged, 1 leaf, 1000 clear opening, solid, shielded, wide vision panel, lead glass, with integral blind |  |  | 1 | DOOR | TRUE | FALSE | FALSE
DO | Doors | HI | Hinged | DOHI-045 | 06 | DOHI-045.06 | DOOR: hinged, 1 leaf, 1000 clear opening, solid, anti-ligature, wide vision panel |  |  | 1 | DOOR | TRUE | FALSE | FALSE
DO | Doors | HI | Hinged | DOHI-045 | 07 | DOHI-045.07 | DOOR: hinged, 1 leaf, 1000 clear opening, solid, anti-ligature, wide vision panel, with integral blind |  |  | 1 | DOOR | TRUE | FALSE | FALSE
DO | Doors | HI | Hinged | DOHI-045 | 08 | DOHI-045.08 | DOOR: hinged, 1 leaf, 1000 clear opening, solid, anti-ligature, wide vision panel, with switchable glass |  |  | 1 | DOOR | TRUE | FALSE | FALSE
DO | Doors | HI | Hinged | DOHI-045 | 09 | DOHI-045.09 | DOOR: hinged, 1 leaf, 1000 clear opening, solid, anti-ligature and anti-barricade, wide vision panel |  |  | 1 | DOOR | TRUE | FALSE | FALSE
DO | Doors | HI | Hinged | DOHI-045 | 10 | DOHI-045.10 | DOOR: hinged, 1 leaf, 1000 clear opening, solid, anti-ligature and anti-barricade, wide vision panel, with integral blind |  |  | 1 | DOOR | TRUE | FALSE | FALSE
DO | Doors | HI | Hinged | DOHI-045 | 11 | DOHI-045.11 | DOOR: hinged, 1 leaf, 1000 clear opening, solid, anti-ligature and anti-barricade, wide vision panel, with switchable glass |  |  | 1 | DOOR | TRUE | FALSE | FALSE
DO | Doors | HI | Hinged | DOHI-046 | 01 | DOHI-046.01 | DOOR: hinged, 1 leaf, 1050 clear opening, solid, wide vision panel |  |  | 1 | DOOR | TRUE | FALSE | FALSE
DO | Doors | HI | Hinged | DOHI-046 | 02 | DOHI-046.02 | DOOR: hinged, 1 leaf, 1050 clear opening, solid, wide vision panel, with integral blind |  |  | 1 | DOOR | TRUE | FALSE | FALSE
DO | Doors | HI | Hinged | DOHI-046 | 03 | DOHI-046.03 | DOOR: hinged, 1 leaf, 1050 clear opening, solid, wide vision panel, with switchable glass |  |  | 1 | DOOR | TRUE | FALSE | FALSE
DO | Doors | HI | Hinged | DOHI-046 | 04 | DOHI-046.04 | DOOR: hinged, 1 leaf, 1050 clear opening, solid, shielded, wide vision panel, lead glass |  |  | 1 | DOOR | TRUE | FALSE | FALSE
DO | Doors | HI | Hinged | DOHI-046 | 05 | DOHI-046.05 | DOOR: hinged, 1 leaf, 1050 clear opening, solid, shielded, wide vision panel, lead glass, with integral blind |  |  | 1 | DOOR | TRUE | FALSE | FALSE
DO | Doors | HI | Hinged | DOHI-046 | 06 | DOHI-046.06 | DOOR: hinged, 1 leaf, 1050 clear opening, solid, anti-ligature, wide vision panel |  |  | 1 | DOOR | TRUE | FALSE | FALSE
DO | Doors | HI | Hinged | DOHI-046 | 07 | DOHI-046.07 | DOOR: hinged, 1 leaf, 1050 clear opening, solid, anti-ligature, wide vision panel, with integral blind |  |  | 1 | DOOR | TRUE | FALSE | FALSE
DO | Doors | HI | Hinged | DOHI-046 | 08 | DOHI-046.08 | DOOR: hinged, 1 leaf, 1050 clear opening, solid, anti-ligature, wide vision panel, with switchable glass |  |  | 1 | DOOR | TRUE | FALSE | FALSE
DO | Doors | HI | Hinged | DOHI-046 | 09 | DOHI-046.09 | DOOR: hinged, 1 leaf, 1050 clear opening, solid, anti-ligature and anti-barricade, wide vision panel |  |  | 1 | DOOR | TRUE | FALSE | FALSE
DO | Doors | HI | Hinged | DOHI-046 | 10 | DOHI-046.10 | DOOR: hinged, 1 leaf, 1050 clear opening, solid, anti-ligature and anti-barricade, wide vision panel, with integral blind |  |  | 1 | DOOR | TRUE | FALSE | FALSE
DO | Doors | HI | Hinged | DOHI-046 | 11 | DOHI-046.11 | DOOR: hinged, 1 leaf, 1050 clear opening, solid, anti-ligature and anti-barricade, wide vision panel, with switchable glass |  |  | 1 | DOOR | TRUE | FALSE | FALSE
DO | Doors | HI | Hinged | DOHI-047 | 01 | DOHI-047.01 | DOOR: hinged, 1 leaf, 1100 clear opening, solid, wide vision panel |  |  | 1 | DOOR | TRUE | FALSE | FALSE
DO | Doors | HI | Hinged | DOHI-047 | 02 | DOHI-047.02 | DOOR: hinged, 1 leaf, 1100 clear opening, solid, wide vision panel, with integral blind |  |  | 1 | DOOR | TRUE | FALSE | FALSE
DO | Doors | HI | Hinged | DOHI-047 | 03 | DOHI-047.03 | DOOR: hinged, 1 leaf, 1100 clear opening, solid, wide vision panel, with switchable glass |  |  | 1 | DOOR | TRUE | FALSE | FALSE
DO | Doors | HI | Hinged | DOHI-047 | 04 | DOHI-047.04 | DOOR: hinged, 1 leaf, 1100 clear opening, solid, shielded, wide vision panel, lead glass |  |  | 1 | DOOR | TRUE | FALSE | FALSE
DO | Doors | HI | Hinged | DOHI-047 | 05 | DOHI-047.05 | DOOR: hinged, 1 leaf, 1100 clear opening, solid, shielded, wide vision panel, lead glass, with integral blind |  |  | 1 | DOOR | TRUE | FALSE | FALSE
DO | Doors | HI | Hinged | DOHI-047 | 06 | DOHI-047.06 | DOOR: hinged, 1 leaf, 1100 clear opening, solid, anti-ligature, wide vision panel |  |  | 1 | DOOR | TRUE | FALSE | FALSE
DO | Doors | HI | Hinged | DOHI-047 | 07 | DOHI-047.07 | DOOR: hinged, 1 leaf, 1100 clear opening, solid, anti-ligature, wide vision panel, with integral blind |  |  | 1 | DOOR | TRUE | FALSE | FALSE
DO | Doors | HI | Hinged | DOHI-047 | 08 | DOHI-047.08 | DOOR: hinged, 1 leaf, 1100 clear opening, solid, anti-ligature, wide vision panel, with switchable glass |  |  | 1 | DOOR | TRUE | FALSE | FALSE
DO | Doors | HI | Hinged | DOHI-047 | 09 | DOHI-047.09 | DOOR: hinged, 1 leaf, 1100 clear opening, solid, anti-ligature and anti-barricade, wide vision panel |  |  | 1 | DOOR | TRUE | FALSE | FALSE
DO | Doors | HI | Hinged | DOHI-047 | 10 | DOHI-047.10 | DOOR: hinged, 1 leaf, 1100 clear opening, solid, anti-ligature and anti-barricade, wide vision panel, with integral blind |  |  | 1 | DOOR | TRUE | FALSE | FALSE
DO | Doors | HI | Hinged | DOHI-047 | 11 | DOHI-047.11 | DOOR: hinged, 1 leaf, 1100 clear opening, solid, anti-ligature and anti-barricade, wide vision panel, with switchable glass |  |  | 1 | DOOR | TRUE | FALSE | FALSE
DO | Doors | HI | Hinged | DOHI-048 | 01 | DOHI-048.01 | DOOR: hinged, 1 leaf, 1150 clear opening, solid, wide vision panel |  |  | 1 | DOOR | TRUE | FALSE | FALSE
DO | Doors | HI | Hinged | DOHI-048 | 02 | DOHI-048.02 | DOOR: hinged, 1 leaf, 1150 clear opening, solid, wide vision panel, with integral blind |  |  | 1 | DOOR | TRUE | FALSE | FALSE
DO | Doors | HI | Hinged | DOHI-048 | 03 | DOHI-048.03 | DOOR: hinged, 1 leaf, 1150 clear opening, solid, wide vision panel, with switchable glass |  |  | 1 | DOOR | TRUE | FALSE | FALSE
DO | Doors | HI | Hinged | DOHI-048 | 04 | DOHI-048.04 | DOOR: hinged, 1 leaf, 1150 clear opening, solid, shielded, wide vision panel, lead glass |  |  | 1 | DOOR | TRUE | FALSE | FALSE
DO | Doors | HI | Hinged | DOHI-048 | 05 | DOHI-048.05 | DOOR: hinged, 1 leaf, 1150 clear opening, solid, shielded, wide vision panel, lead glass, with integral blind |  |  | 1 | DOOR | TRUE | FALSE | FALSE
DO | Doors | HI | Hinged | DOHI-048 | 06 | DOHI-048.06 | DOOR: hinged, 1 leaf, 1150 clear opening, solid, anti-ligature, wide vision panel |  |  | 1 | DOOR | TRUE | FALSE | FALSE
DO | Doors | HI | Hinged | DOHI-048 | 07 | DOHI-048.07 | DOOR: hinged, 1 leaf, 1150 clear opening, solid, anti-ligature, wide vision panel, with integral blind |  |  | 1 | DOOR | TRUE | FALSE | FALSE
DO | Doors | HI | Hinged | DOHI-048 | 08 | DOHI-048.08 | DOOR: hinged, 1 leaf, 1150 clear opening, solid, anti-ligature, wide vision panel, with switchable glass |  |  | 1 | DOOR | TRUE | FALSE | FALSE
DO | Doors | HI | Hinged | DOHI-048 | 09 | DOHI-048.09 | DOOR: hinged, 1 leaf, 1150 clear opening, solid, anti-ligature and anti-barricade, wide vision panel |  |  | 1 | DOOR | TRUE | FALSE | FALSE
DO | Doors | HI | Hinged | DOHI-048 | 10 | DOHI-048.10 | DOOR: hinged, 1 leaf, 1150 clear opening, solid, anti-ligature and anti-barricade, wide vision panel, with integral blind |  |  | 1 | DOOR | TRUE | FALSE | FALSE
DO | Doors | HI | Hinged | DOHI-048 | 11 | DOHI-048.11 | DOOR: hinged, 1 leaf, 1150 clear opening, solid, anti-ligature and anti-barricade, wide vision panel, with switchable glass |  |  | 1 | DOOR | TRUE | FALSE | FALSE
DO | Doors | HI | Hinged | DOHI-049 | 01 | DOHI-049.01 | DOOR: hinged, 1 leaf, 1200 clear opening, solid, wide vision panel |  |  | 1 | DOOR | TRUE | FALSE | FALSE
DO | Doors | HI | Hinged | DOHI-049 | 02 | DOHI-049.02 | DOOR: hinged, 1 leaf, 1200 clear opening, solid, wide vision panel, with integral blind |  |  | 1 | DOOR | TRUE | FALSE | FALSE
DO | Doors | HI | Hinged | DOHI-049 | 03 | DOHI-049.03 | DOOR: hinged, 1 leaf, 1200 clear opening, solid, wide vision panel, with switchable glass |  |  | 1 | DOOR | TRUE | FALSE | FALSE
DO | Doors | HI | Hinged | DOHI-049 | 04 | DOHI-049.04 | DOOR: hinged, 1 leaf, 1200 clear opening, solid, shielded, wide vision panel, lead glass |  |  | 1 | DOOR | TRUE | FALSE | FALSE
DO | Doors | HI | Hinged | DOHI-049 | 05 | DOHI-049.05 | DOOR: hinged, 1 leaf, 1200 clear opening, solid, shielded, wide vision panel, lead glass, with integral blind |  |  | 1 | DOOR | TRUE | FALSE | FALSE
DO | Doors | HI | Hinged | DOHI-049 | 06 | DOHI-049.06 | DOOR: hinged, 1 leaf, 1200 clear opening, solid, anti-ligature, wide vision panel |  |  | 1 | DOOR | TRUE | FALSE | FALSE
DO | Doors | HI | Hinged | DOHI-049 | 07 | DOHI-049.07 | DOOR: hinged, 1 leaf, 1200 clear opening, solid, anti-ligature, wide vision panel, with integral blind |  |  | 1 | DOOR | TRUE | FALSE | FALSE
DO | Doors | HI | Hinged | DOHI-049 | 08 | DOHI-049.08 | DOOR: hinged, 1 leaf, 1200 clear opening, solid, anti-ligature, wide vision panel, with switchable glass |  |  | 1 | DOOR | TRUE | FALSE | FALSE
DO | Doors | HI | Hinged | DOHI-049 | 09 | DOHI-049.09 | DOOR: hinged, 1 leaf, 1200 clear opening, solid, anti-ligature and anti-barricade, wide vision panel |  |  | 1 | DOOR | TRUE | FALSE | FALSE
DO | Doors | HI | Hinged | DOHI-049 | 10 | DOHI-049.10 | DOOR: hinged, 1 leaf, 1200 clear opening, solid, anti-ligature and anti-barricade, wide vision panel, with integral blind |  |  | 1 | DOOR | TRUE | FALSE | FALSE
DO | Doors | HI | Hinged | DOHI-049 | 11 | DOHI-049.11 | DOOR: hinged, 1 leaf, 1200 clear opening, solid, anti-ligature and anti-barricade, wide vision panel, with switchable glass |  |  | 1 | DOOR | TRUE | FALSE | FALSE
DO | Doors | HI | Hinged | DOHI-052 | 01 | DOHI-052.01 | DOOR: hinged, 1 leaf, 850 clear opening, solid, fire rated, fire vision panel |  |  | 1 | DOOR | TRUE | FALSE | FALSE
DO | Doors | HI | Hinged | DOHI-052 | 02 | DOHI-052.02 | DOOR: hinged, 1 leaf, 850 clear opening, solid, fire rated, fire vision panel, with cover |  |  | 1 | DOOR | TRUE | FALSE | FALSE
DO | Doors | HI | Hinged | DOHI-052 | 03 | DOHI-052.03 | DOOR: hinged, 1 leaf, 850 clear opening, solid, fire rated, shielded, fire vision panel, lead glass |  |  | 1 | DOOR | TRUE | FALSE | FALSE
DO | Doors | HI | Hinged | DOHI-052 | 04 | DOHI-052.04 | DOOR: hinged, 1 leaf, 850 clear opening, solid, fire rated, shielded, fire vision panel, lead glass, with cover |  |  | 1 | DOOR | TRUE | FALSE | FALSE
DO | Doors | HI | Hinged | DOHI-052 | 05 | DOHI-052.05 | DOOR: hinged, 1 leaf, 850 clear opening, solid, fire rated, anti-ligature, fire vision panel |  |  | 1 | DOOR | TRUE | FALSE | FALSE
DO | Doors | HI | Hinged | DOHI-053 | 01 | DOHI-053.01 | DOOR: hinged, 1 leaf, 900 clear opening, solid, fire rated, fire vision panel |  |  | 1 | DOOR | TRUE | FALSE | FALSE
DO | Doors | HI | Hinged | DOHI-053 | 02 | DOHI-053.02 | DOOR: hinged, 1 leaf, 900 clear opening, solid, fire rated, fire vision panel, with cover |  |  | 1 | DOOR | TRUE | FALSE | FALSE
DO | Doors | HI | Hinged | DOHI-053 | 03 | DOHI-053.03 | DOOR: hinged, 1 leaf, 900 clear opening, solid, fire rated, shielded, fire vision panel, lead glass |  |  | 1 | DOOR | TRUE | FALSE | FALSE
DO | Doors | HI | Hinged | DOHI-053 | 04 | DOHI-053.04 | DOOR: hinged, 1 leaf, 900 clear opening, solid, fire rated, shielded, fire vision panel, lead glass, with cover |  |  | 1 | DOOR | TRUE | FALSE | FALSE
DO | Doors | HI | Hinged | DOHI-053 | 05 | DOHI-053.05 | DOOR: hinged, 1 leaf, 900 clear opening, solid, fire rated, anti-ligature, fire vision panel |  |  | 1 | DOOR | TRUE | FALSE | FALSE
DO | Doors | HI | Hinged | DOHI-054 | 01 | DOHI-054.01 | DOOR: hinged, 1 leaf, 950 clear opening, solid, fire rated, fire vision panel |  |  | 1 | DOOR | TRUE | FALSE | FALSE
DO | Doors | HI | Hinged | DOHI-054 | 02 | DOHI-054.02 | DOOR: hinged, 1 leaf, 950 clear opening, solid, fire rated, fire vision panel, with cover |  |  | 1 | DOOR | TRUE | FALSE | FALSE
DO | Doors | HI | Hinged | DOHI-054 | 03 | DOHI-054.03 | DOOR: hinged, 1 leaf, 950 clear opening, solid, fire rated, shielded, fire vision panel, lead glass |  |  | 1 | DOOR | TRUE | FALSE | FALSE
DO | Doors | HI | Hinged | DOHI-054 | 04 | DOHI-054.04 | DOOR: hinged, 1 leaf, 950 clear opening, solid, fire rated, shielded, fire vision panel, lead glass, with cover |  |  | 1 | DOOR | TRUE | FALSE | FALSE
DO | Doors | HI | Hinged | DOHI-054 | 05 | DOHI-054.05 | DOOR: hinged, 1 leaf, 950 clear opening, solid, fire rated, anti-ligature, fire vision panel |  |  | 1 | DOOR | TRUE | FALSE | FALSE
DO | Doors | HI | Hinged | DOHI-055 | 01 | DOHI-055.01 | DOOR: hinged, 1 leaf, 1000 clear opening, solid, fire rated, fire vision panel |  |  | 1 | DOOR | TRUE | FALSE | FALSE
DO | Doors | HI | Hinged | DOHI-055 | 02 | DOHI-055.02 | DOOR: hinged, 1 leaf, 1000 clear opening, solid, fire rated, fire vision panel, with cover |  |  | 1 | DOOR | TRUE | FALSE | FALSE
DO | Doors | HI | Hinged | DOHI-055 | 03 | DOHI-055.03 | DOOR: hinged, 1 leaf, 1000 clear opening, solid, fire rated, shielded, fire vision panel, lead glass |  |  | 1 | DOOR | TRUE | FALSE | FALSE
DO | Doors | HI | Hinged | DOHI-055 | 04 | DOHI-055.04 | DOOR: hinged, 1 leaf, 1000 clear opening, solid, fire rated, shielded, fire vision panel, lead glass, with cover |  |  | 1 | DOOR | TRUE | FALSE | FALSE
DO | Doors | HI | Hinged | DOHI-055 | 05 | DOHI-055.05 | DOOR: hinged, 1 leaf, 1000 clear opening, solid, fire rated, anti-ligature, fire vision panel |  |  | 1 | DOOR | TRUE | FALSE | FALSE
DO | Doors | HI | Hinged | DOHI-056 | 01 | DOHI-056.01 | DOOR: hinged, 1 leaf, 1050 clear opening, solid, fire rated, fire vision panel |  |  | 1 | DOOR | TRUE | FALSE | FALSE
DO | Doors | HI | Hinged | DOHI-056 | 02 | DOHI-056.02 | DOOR: hinged, 1 leaf, 1050 clear opening, solid, fire rated, fire vision panel, with cover |  |  | 1 | DOOR | TRUE | FALSE | FALSE
DO | Doors | HI | Hinged | DOHI-056 | 03 | DOHI-056.03 | DOOR: hinged, 1 leaf, 1050 clear opening, solid, fire rated, shielded, fire vision panel, lead glass |  |  | 1 | DOOR | TRUE | FALSE | FALSE
DO | Doors | HI | Hinged | DOHI-056 | 04 | DOHI-056.04 | DOOR: hinged, 1 leaf, 1050 clear opening, solid, fire rated, shielded, fire vision panel, lead glass, with cover |  |  | 1 | DOOR | TRUE | FALSE | FALSE
DO | Doors | HI | Hinged | DOHI-056 | 05 | DOHI-056.05 | DOOR: hinged, 1 leaf, 1050 clear opening, solid, fire rated, anti-ligature, fire vision panel |  |  | 1 | DOOR | TRUE | FALSE | FALSE
DO | Doors | HI | Hinged | DOHI-057 | 01 | DOHI-057.01 | DOOR: hinged, 1 leaf, 1100 clear opening, solid, fire rated, fire vision panel |  |  | 1 | DOOR | TRUE | FALSE | FALSE
DO | Doors | HI | Hinged | DOHI-057 | 02 | DOHI-057.02 | DOOR: hinged, 1 leaf, 1100 clear opening, solid, fire rated, fire vision panel, with cover |  |  | 1 | DOOR | TRUE | FALSE | FALSE
DO | Doors | HI | Hinged | DOHI-057 | 03 | DOHI-057.03 | DOOR: hinged, 1 leaf, 1100 clear opening, solid, fire rated, shielded, fire vision panel, lead glass |  |  | 1 | DOOR | TRUE | FALSE | FALSE
DO | Doors | HI | Hinged | DOHI-057 | 04 | DOHI-057.04 | DOOR: hinged, 1 leaf, 1100 clear opening, solid, fire rated, shielded, fire vision panel, lead glass, with cover |  |  | 1 | DOOR | TRUE | FALSE | FALSE
DO | Doors | HI | Hinged | DOHI-057 | 05 | DOHI-057.05 | DOOR: hinged, 1 leaf, 1100 clear opening, solid, fire rated, anti-ligature, fire vision panel |  |  | 1 | DOOR | TRUE | FALSE | FALSE
DO | Doors | HI | Hinged | DOHI-058 | 01 | DOHI-058.01 | DOOR: hinged, 1 leaf, 1150 clear opening, solid, fire rated, fire vision panel |  |  | 1 | DOOR | TRUE | FALSE | FALSE
DO | Doors | HI | Hinged | DOHI-058 | 02 | DOHI-058.02 | DOOR: hinged, 1 leaf, 1150 clear opening, solid, fire rated, fire vision panel, with cover |  |  | 1 | DOOR | TRUE | FALSE | FALSE
DO | Doors | HI | Hinged | DOHI-058 | 03 | DOHI-058.03 | DOOR: hinged, 1 leaf, 1150 clear opening, solid, fire rated, shielded, fire vision panel, lead glass |  |  | 1 | DOOR | TRUE | FALSE | FALSE
DO | Doors | HI | Hinged | DOHI-058 | 04 | DOHI-058.04 | DOOR: hinged, 1 leaf, 1150 clear opening, solid, fire rated, shielded, fire vision panel, lead glass, with cover |  |  | 1 | DOOR | TRUE | FALSE | FALSE
DO | Doors | HI | Hinged | DOHI-058 | 05 | DOHI-058.05 | DOOR: hinged, 1 leaf, 1150 clear opening, solid, fire rated, anti-ligature, fire vision panel |  |  | 1 | DOOR | TRUE | FALSE | FALSE
DO | Doors | HI | Hinged | DOHI-059 | 01 | DOHI-059.01 | DOOR: hinged, 1 leaf, 1200 clear opening, solid, fire rated, fire vision panel |  |  | 1 | DOOR | TRUE | FALSE | FALSE
DO | Doors | HI | Hinged | DOHI-059 | 02 | DOHI-059.02 | DOOR: hinged, 1 leaf, 1200 clear opening, solid, fire rated, fire vision panel, with cover |  |  | 1 | DOOR | TRUE | FALSE | FALSE
DO | Doors | HI | Hinged | DOHI-059 | 03 | DOHI-059.03 | DOOR: hinged, 1 leaf, 1200 clear opening, solid, fire rated, shielded, fire vision panel, lead glass |  |  | 1 | DOOR | TRUE | FALSE | FALSE
DO | Doors | HI | Hinged | DOHI-059 | 04 | DOHI-059.04 | DOOR: hinged, 1 leaf, 1200 clear opening, solid, fire rated, shielded, fire vision panel, lead glass, with cover |  |  | 1 | DOOR | TRUE | FALSE | FALSE
DO | Doors | HI | Hinged | DOHI-059 | 05 | DOHI-059.05 | DOOR: hinged, 1 leaf, 1200 clear opening, solid, fire rated, anti-ligature, fire vision panel |  |  | 1 | DOOR | TRUE | FALSE | FALSE
DO | Doors | HI | Hinged | DOHI-061 | 01 | DOHI-061.01 | DOOR: hinged, 1 leaf, 800 clear opening, fully glazed, framed |  |  | 1 | DOOR | TRUE | FALSE | FALSE
DO | Doors | HI | Hinged | DOHI-061 | 02 | DOHI-061.02 | DOOR: hinged, 1 leaf, 800 clear opening, fully glazed, framed, with integral blinds |  |  | 1 | DOOR | TRUE | FALSE | FALSE
DO | Doors | HI | Hinged | DOHI-061 | 03 | DOHI-061.03 | DOOR: hinged, 1 leaf, 800 clear opening, fully glazed, framed, with switchable glass |  |  | 1 | DOOR | TRUE | FALSE | FALSE
DO | Doors | HI | Hinged | DOHI-062 | 01 | DOHI-062.01 | DOOR: hinged, 1 leaf, 850 clear opening, fully glazed, framed |  |  | 1 | DOOR | TRUE | FALSE | FALSE
DO | Doors | HI | Hinged | DOHI-062 | 02 | DOHI-062.02 | DOOR: hinged, 1 leaf, 850 clear opening, fully glazed, framed, with integral blinds |  |  | 1 | DOOR | TRUE | FALSE | FALSE
DO | Doors | HI | Hinged | DOHI-062 | 03 | DOHI-062.03 | DOOR: hinged, 1 leaf, 850 clear opening, fully glazed, framed, with switchable glass |  |  | 1 | DOOR | TRUE | FALSE | FALSE
DO | Doors | HI | Hinged | DOHI-063 | 01 | DOHI-063.01 | DOOR: hinged, 1 leaf, 900 clear opening, fully glazed, framed | DWGL-001 | DOOR: 910mm c/o, single leaf, fully glazed, alum/safety glass, powder coat/paint | 1 | DOOR | TRUE | FALSE | FALSE
DO | Doors | HI | Hinged | DOHI-063 | 02 | DOHI-063.02 | DOOR: hinged, 1 leaf, 900 clear opening, fully glazed, framed, with integral blinds |  |  | 1 | DOOR | TRUE | FALSE | FALSE
DO | Doors | HI | Hinged | DOHI-063 | 03 | DOHI-063.03 | DOOR: hinged, 1 leaf, 900 clear opening, fully glazed, framed, with switchable glass |  |  | 1 | DOOR | TRUE | FALSE | FALSE
DO | Doors | HI | Hinged | DOHI-064 | 01 | DOHI-064.01 | DOOR: hinged, 1 leaf, 950 clear opening, fully glazed, framed |  |  | 1 | DOOR | TRUE | FALSE | FALSE
DO | Doors | HI | Hinged | DOHI-064 | 02 | DOHI-064.02 | DOOR: hinged, 1 leaf, 950 clear opening, fully glazed, framed, with integral blinds |  |  | 1 | DOOR | TRUE | FALSE | FALSE
DO | Doors | HI | Hinged | DOHI-064 | 03 | DOHI-064.03 | DOOR: hinged, 1 leaf, 950 clear opening, fully glazed, framed, with switchable glass |  |  | 1 | DOOR | TRUE | FALSE | FALSE
DO | Doors | HI | Hinged | DOHI-065 | 01 | DOHI-065.01 | DOOR: hinged, 1 leaf, 1000 clear opening, fully glazed, framed |  |  | 1 | DOOR | TRUE | FALSE | FALSE
DO | Doors | HI | Hinged | DOHI-065 | 02 | DOHI-065.02 | DOOR: hinged, 1 leaf, 1000 clear opening, fully glazed, framed, with integral blinds |  |  | 1 | DOOR | TRUE | FALSE | FALSE
DO | Doors | HI | Hinged | DOHI-065 | 03 | DOHI-065.03 | DOOR: hinged, 1 leaf, 1000 clear opening, fully glazed, framed, with switchable glass |  |  | 1 | DOOR | TRUE | FALSE | FALSE
DO | Doors | HI | Hinged | DOHI-066 | 01 | DOHI-066.01 | DOOR: hinged, 1 leaf, 1050 clear opening, fully glazed, framed |  |  | 1 | DOOR | TRUE | FALSE | FALSE
DO | Doors | HI | Hinged | DOHI-066 | 02 | DOHI-066.02 | DOOR: hinged, 1 leaf, 1050 clear opening, fully glazed, framed, with integral blinds |  |  | 1 | DOOR | TRUE | FALSE | FALSE
DO | Doors | HI | Hinged | DOHI-066 | 03 | DOHI-066.03 | DOOR: hinged, 1 leaf, 1050 clear opening, fully glazed, framed, with switchable glass |  |  | 1 | DOOR | TRUE | FALSE | FALSE
DO | Doors | HI | Hinged | DOHI-067 | 01 | DOHI-067.01 | DOOR: hinged, 1 leaf, 1100 clear opening, fully glazed, framed |  |  | 1 | DOOR | TRUE | FALSE | FALSE
DO | Doors | HI | Hinged | DOHI-067 | 02 | DOHI-067.02 | DOOR: hinged, 1 leaf, 1100 clear opening, fully glazed, framed, with integral blinds |  |  | 1 | DOOR | TRUE | FALSE | FALSE
DO | Doors | HI | Hinged | DOHI-067 | 03 | DOHI-067.03 | DOOR: hinged, 1 leaf, 1100 clear opening, fully glazed, framed, with switchable glass |  |  | 1 | DOOR | TRUE | FALSE | FALSE
DO | Doors | HI | Hinged | DOHI-068 | 01 | DOHI-068.01 | DOOR: hinged, 1 leaf, 1150 clear opening, fully glazed, framed |  |  | 1 | DOOR | TRUE | FALSE | FALSE
DO | Doors | HI | Hinged | DOHI-068 | 02 | DOHI-068.02 | DOOR: hinged, 1 leaf, 1150 clear opening, fully glazed, framed, with integral blinds |  |  | 1 | DOOR | TRUE | FALSE | FALSE
DO | Doors | HI | Hinged | DOHI-068 | 03 | DOHI-068.03 | DOOR: hinged, 1 leaf, 1150 clear opening, fully glazed, framed, with switchable glass |  |  | 1 | DOOR | TRUE | FALSE | FALSE
DO | Doors | HI | Hinged | DOHI-069 | 01 | DOHI-069.01 | DOOR: hinged, 1 leaf, 1200 clear opening, fully glazed, framed |  |  | 1 | DOOR | TRUE | FALSE | FALSE
DO | Doors | HI | Hinged | DOHI-069 | 02 | DOHI-069.02 | DOOR: hinged, 1 leaf, 1200 clear opening, fully glazed, framed, with integral blinds |  |  | 1 | DOOR | TRUE | FALSE | FALSE
DO | Doors | HI | Hinged | DOHI-069 | 03 | DOHI-069.03 | DOOR: hinged, 1 leaf, 1200 clear opening, fully glazed, framed, with switchable glass |  |  | 1 | DOOR | TRUE | FALSE | FALSE
DO | Doors | HI | Hinged | DOHI-071 | 01 | DOHI-071.01 | DOOR: hinged, 1 leaf, 800 clear opening, fully glazed, framed with mid-rail |  |  | 1 | DOOR | TRUE | FALSE | FALSE
DO | Doors | HI | Hinged | DOHI-071 | 02 | DOHI-071.02 | DOOR: hinged, 1 leaf, 800 clear opening, fully glazed, framed with mid-rail, with integral blinds |  |  | 1 | DOOR | TRUE | FALSE | FALSE
DO | Doors | HI | Hinged | DOHI-071 | 03 | DOHI-071.03 | DOOR: hinged, 1 leaf, 800 clear opening, fully glazed, framed with mid-rail, with switchable glass |  |  | 1 | DOOR | TRUE | FALSE | FALSE
DO | Doors | HI | Hinged | DOHI-072 | 01 | DOHI-072.01 | DOOR: hinged, 1 leaf, 850 clear opening, fully glazed, framed with mid-rail |  |  | 1 | DOOR | TRUE | FALSE | FALSE
DO | Doors | HI | Hinged | DOHI-072 | 02 | DOHI-072.02 | DOOR: hinged, 1 leaf, 850 clear opening, fully glazed, framed with mid-rail, with integral blinds |  |  | 1 | DOOR | TRUE | FALSE | FALSE
DO | Doors | HI | Hinged | DOHI-072 | 03 | DOHI-072.03 | DOOR: hinged, 1 leaf, 850 clear opening, fully glazed, framed with mid-rail, with switchable glass |  |  | 1 | DOOR | TRUE | FALSE | FALSE
DO | Doors | HI | Hinged | DOHI-073 | 01 | DOHI-073.01 | DOOR: hinged, 1 leaf, 900 clear opening, fully glazed, framed with mid-rail |  |  | 1 | DOOR | TRUE | FALSE | FALSE
DO | Doors | HI | Hinged | DOHI-073 | 02 | DOHI-073.02 | DOOR: hinged, 1 leaf, 900 clear opening, fully glazed, framed with mid-rail, with integral blinds |  |  | 1 | DOOR | TRUE | FALSE | FALSE
DO | Doors | HI | Hinged | DOHI-073 | 03 | DOHI-073.03 | DOOR: hinged, 1 leaf, 900 clear opening, fully glazed, framed with mid-rail, with switchable glass |  |  | 1 | DOOR | TRUE | FALSE | FALSE
DO | Doors | HI | Hinged | DOHI-074 | 01 | DOHI-074.01 | DOOR: hinged, 1 leaf, 950 clear opening, fully glazed, framed with mid-rail |  |  | 1 | DOOR | TRUE | FALSE | FALSE
DO | Doors | HI | Hinged | DOHI-074 | 02 | DOHI-074.02 | DOOR: hinged, 1 leaf, 950 clear opening, fully glazed, framed with mid-rail, with integral blinds |  |  | 1 | DOOR | TRUE | FALSE | FALSE
DO | Doors | HI | Hinged | DOHI-074 | 03 | DOHI-074.03 | DOOR: hinged, 1 leaf, 950 clear opening, fully glazed, framed with mid-rail, with switchable glass |  |  | 1 | DOOR | TRUE | FALSE | FALSE
DO | Doors | HI | Hinged | DOHI-075 | 01 | DOHI-075.01 | DOOR: hinged, 1 leaf, 1000 clear opening, fully glazed, framed with mid-rail |  |  | 1 | DOOR | TRUE | FALSE | FALSE
DO | Doors | HI | Hinged | DOHI-075 | 02 | DOHI-075.02 | DOOR: hinged, 1 leaf, 1000 clear opening, fully glazed, framed with mid-rail, with integral blinds |  |  | 1 | DOOR | TRUE | FALSE | FALSE
DO | Doors | HI | Hinged | DOHI-075 | 03 | DOHI-075.03 | DOOR: hinged, 1 leaf, 1000 clear opening, fully glazed, framed with mid-rail, with switchable glass |  |  | 1 | DOOR | TRUE | FALSE | FALSE
DO | Doors | HI | Hinged | DOHI-076 | 01 | DOHI-076.01 | DOOR: hinged, 1 leaf, 1050 clear opening, fully glazed, framed with mid-rail |  |  | 1 | DOOR | TRUE | FALSE | FALSE
DO | Doors | HI | Hinged | DOHI-076 | 02 | DOHI-076.02 | DOOR: hinged, 1 leaf, 1050 clear opening, fully glazed, framed with mid-rail, with integral blinds |  |  | 1 | DOOR | TRUE | FALSE | FALSE
DO | Doors | HI | Hinged | DOHI-076 | 03 | DOHI-076.03 | DOOR: hinged, 1 leaf, 1050 clear opening, fully glazed, framed with mid-rail, with switchable glass |  |  | 1 | DOOR | TRUE | FALSE | FALSE
DO | Doors | HI | Hinged | DOHI-077 | 01 | DOHI-077.01 | DOOR: hinged, 1 leaf, 1100 clear opening, fully glazed, framed with mid-rail |  |  | 1 | DOOR | TRUE | FALSE | FALSE
DO | Doors | HI | Hinged | DOHI-077 | 02 | DOHI-077.02 | DOOR: hinged, 1 leaf, 1100 clear opening, fully glazed, framed with mid-rail, with integral blinds |  |  | 1 | DOOR | TRUE | FALSE | FALSE
DO | Doors | HI | Hinged | DOHI-077 | 03 | DOHI-077.03 | DOOR: hinged, 1 leaf, 1100 clear opening, fully glazed, framed with mid-rail, with switchable glass |  |  | 1 | DOOR | TRUE | FALSE | FALSE
DO | Doors | HI | Hinged | DOHI-078 | 01 | DOHI-078.01 | DOOR: hinged, 1 leaf, 1150 clear opening, fully glazed, framed with mid-rail |  |  | 1 | DOOR | TRUE | FALSE | FALSE
DO | Doors | HI | Hinged | DOHI-078 | 02 | DOHI-078.02 | DOOR: hinged, 1 leaf, 1150 clear opening, fully glazed, framed with mid-rail, with integral blinds |  |  | 1 | DOOR | TRUE | FALSE | FALSE
DO | Doors | HI | Hinged | DOHI-078 | 03 | DOHI-078.03 | DOOR: hinged, 1 leaf, 1150 clear opening, fully glazed, framed with mid-rail, with switchable glass |  |  | 1 | DOOR | TRUE | FALSE | FALSE
DO | Doors | HI | Hinged | DOHI-079 | 01 | DOHI-079.01 | DOOR: hinged, 1 leaf, 1200 clear opening, fully glazed, framed with mid-rail |  |  | 1 | DOOR | TRUE | FALSE | FALSE
DO | Doors | HI | Hinged | DOHI-079 | 02 | DOHI-079.02 | DOOR: hinged, 1 leaf, 1200 clear opening, fully glazed, framed with mid-rail, with integral blinds |  |  | 1 | DOOR | TRUE | FALSE | FALSE
DO | Doors | HI | Hinged | DOHI-079 | 03 | DOHI-079.03 | DOOR: hinged, 1 leaf, 1200 clear opening, fully glazed, framed with mid-rail, with switchable glass |  |  | 1 | DOOR | TRUE | FALSE | FALSE
DO | Doors | HI | Hinged | DOHI-101 | 01 | DOHI-101.01 | DOOR: hinged, 1 1/2 leaves, 1100 clear opening, solid |  |  | 1 | DOOR | TRUE | FALSE | FALSE
DO | Doors | HI | Hinged | DOHI-101 | 02 | DOHI-101.02 | DOOR: hinged, 1 1/2 leaves, 1100 clear opening, solid, shielded |  |  | 1 | DOOR | TRUE | FALSE | FALSE
DO | Doors | HI | Hinged | DOHI-101 | 03 | DOHI-101.03 | DOOR: hinged, 1 1/2 leaves, 1100 clear opening, solid, anti-ligature |  |  | 1 | DOOR | TRUE | FALSE | FALSE
DO | Doors | HI | Hinged | DOHI-101 | 04 | DOHI-101.04 | DOOR: hinged, 1 1/2 leaves, 1100 clear opening, solid, anti-ligature and anti-barricade |  |  | 1 | DOOR | TRUE | FALSE | FALSE
DO | Doors | HI | Hinged | DOHI-101 | 05 | DOHI-101.05 | DOOR: hinged, 1 1/2 leaves, 1100 clear opening, solid, fire rated |  |  | 1 | DOOR | TRUE | FALSE | FALSE
DO | Doors | HI | Hinged | DOHI-101 | 06 | DOHI-101.06 | DOOR: hinged, 1 1/2 leaves, 1100 clear opening, solid, fire rated, shielded |  |  | 1 | DOOR | TRUE | FALSE | FALSE
DO | Doors | HI | Hinged | DOHI-101 | 07 | DOHI-101.07 | DOOR: hinged, 1 1/2 leaves, 1100 clear opening, solid, fire rated, anti-ligature |  |  | 1 | DOOR | TRUE | FALSE | FALSE
DO | Doors | HI | Hinged | DOHI-102 | 01 | DOHI-102.01 | DOOR: hinged, 1 1/2 leaves, 1200 clear opening, solid | DWSC-012 | DOOR: 1200mm c/o, 1 1/2 leaf, solid core, paint | 1 | DOOR | TRUE | FALSE | FALSE
DO | Doors | HI | Hinged | DOHI-102 | 02 | DOHI-102.02 | DOOR: hinged, 1 1/2 leaves, 1200 clear opening, solid, shielded |  |  | 1 | DOOR | TRUE | FALSE | FALSE
DO | Doors | HI | Hinged | DOHI-102 | 03 | DOHI-102.03 | DOOR: hinged, 1 1/2 leaves, 1200 clear opening, solid, anti-ligature |  |  | 1 | DOOR | TRUE | FALSE | FALSE
DO | Doors | HI | Hinged | DOHI-102 | 04 | DOHI-102.04 | DOOR: hinged, 1 1/2 leaves, 1200 clear opening, solid, anti-ligature and anti-barricade |  |  | 1 | DOOR | TRUE | FALSE | FALSE
DO | Doors | HI | Hinged | DOHI-102 | 05 | DOHI-102.05 | DOOR: hinged, 1 1/2 leaves, 1200 clear opening, solid, fire rated |  |  | 1 | DOOR | TRUE | FALSE | FALSE
DO | Doors | HI | Hinged | DOHI-102 | 06 | DOHI-102.06 | DOOR: hinged, 1 1/2 leaves, 1200 clear opening, solid, fire rated, shielded |  |  | 1 | DOOR | TRUE | FALSE | FALSE
DO | Doors | HI | Hinged | DOHI-102 | 07 | DOHI-102.07 | DOOR: hinged, 1 1/2 leaves, 1200 clear opening, solid, fire rated, anti-ligature |  |  | 1 | DOOR | TRUE | FALSE | FALSE
DO | Doors | HI | Hinged | DOHI-103 | 01 | DOHI-103.01 | DOOR: hinged, 1 1/2 leaves, 1300 clear opening, solid |  |  | 1 | DOOR | TRUE | FALSE | TRUE
DO | Doors | HI | Hinged | DOHI-103 | 02 | DOHI-103.02 | DOOR: hinged, 1 1/2 leaves, 1300 clear opening, solid, shielded |  |  | 1 | DOOR | TRUE | FALSE | FALSE
DO | Doors | HI | Hinged | DOHI-103 | 03 | DOHI-103.03 | DOOR: hinged, 1 1/2 leaves, 1300 clear opening, solid, anti-ligature |  |  | 1 | DOOR | TRUE | FALSE | FALSE
DO | Doors | HI | Hinged | DOHI-103 | 04 | DOHI-103.04 | DOOR: hinged, 1 1/2 leaves, 1300 clear opening, solid, anti-ligature and anti-barricade |  |  | 1 | DOOR | TRUE | FALSE | FALSE
DO | Doors | HI | Hinged | DOHI-103 | 05 | DOHI-103.05 | DOOR: hinged, 1 1/2 leaves, 1300 clear opening, solid, fire rated |  |  | 1 | DOOR | TRUE | FALSE | FALSE
DO | Doors | HI | Hinged | DOHI-103 | 06 | DOHI-103.06 | DOOR: hinged, 1 1/2 leaves, 1300 clear opening, solid, fire rated, shielded |  |  | 1 | DOOR | TRUE | FALSE | FALSE
DO | Doors | HI | Hinged | DOHI-103 | 07 | DOHI-103.07 | DOOR: hinged, 1 1/2 leaves, 1300 clear opening, solid, fire rated, anti-ligature |  |  | 1 | DOOR | TRUE | FALSE | FALSE
DO | Doors | HI | Hinged | DOHI-104 | 01 | DOHI-104.01 | DOOR: hinged, 1 1/2 leaves, 1400 clear opening, solid | DWSC-021 | DOOR: 1400mm c/o, 1 1/2 leaf, solid core, paint | 1 | DOOR | TRUE | FALSE | TRUE
DO | Doors | HI | Hinged | DOHI-104 | 02 | DOHI-104.02 | DOOR: hinged, 1 1/2 leaves, 1400 clear opening, solid, shielded | DWSC-020 | DOOR: 1400mm c/o, 1 1/2 leaf, solid core, lead shielding, paint | 1 | DOOR | TRUE | FALSE | TRUE
DO | Doors | HI | Hinged | DOHI-104 | 03 | DOHI-104.03 | DOOR: hinged, 1 1/2 leaves, 1400 clear opening, solid, anti-ligature |  |  | 1 | DOOR | TRUE | FALSE | FALSE
DO | Doors | HI | Hinged | DOHI-104 | 04 | DOHI-104.04 | DOOR: hinged, 1 1/2 leaves, 1400 clear opening, solid, anti-ligature and anti-barricade |  |  | 1 | DOOR | TRUE | FALSE | FALSE
DO | Doors | HI | Hinged | DOHI-104 | 05 | DOHI-104.05 | DOOR: hinged, 1 1/2 leaves, 1400 clear opening, solid, fire rated |  |  | 1 | DOOR | TRUE | FALSE | FALSE
DO | Doors | HI | Hinged | DOHI-104 | 06 | DOHI-104.06 | DOOR: hinged, 1 1/2 leaves, 1400 clear opening, solid, fire rated, shielded |  |  | 1 | DOOR | TRUE | FALSE | FALSE
DO | Doors | HI | Hinged | DOHI-104 | 07 | DOHI-104.07 | DOOR: hinged, 1 1/2 leaves, 1400 clear opening, solid, fire rated, anti-ligature |  |  | 1 | DOOR | TRUE | FALSE | FALSE
DO | Doors | HI | Hinged | DOHI-105 | 01 | DOHI-105.01 | DOOR: hinged, 1 1/2 leaves, 1500 clear opening, solid |  |  | 1 | DOOR | TRUE | FALSE | FALSE
DO | Doors | HI | Hinged | DOHI-105 | 02 | DOHI-105.02 | DOOR: hinged, 1 1/2 leaves, 1500 clear opening, solid, shielded | DWSC-025 | DOOR: 1500mm c/o, 1 1/2 leaf, solid core, lead shielding, paint | 1 | DOOR | TRUE | FALSE | FALSE
DO | Doors | HI | Hinged | DOHI-105 | 03 | DOHI-105.03 | DOOR: hinged, 1 1/2 leaves, 1500 clear opening, solid, anti-ligature |  |  | 1 | DOOR | TRUE | FALSE | FALSE
DO | Doors | HI | Hinged | DOHI-105 | 04 | DOHI-105.04 | DOOR: hinged, 1 1/2 leaves, 1500 clear opening, solid, anti-ligature and anti-barricade |  |  | 1 | DOOR | TRUE | FALSE | FALSE
DO | Doors | HI | Hinged | DOHI-105 | 05 | DOHI-105.05 | DOOR: hinged, 1 1/2 leaves, 1500 clear opening, solid, fire rated |  |  | 1 | DOOR | TRUE | FALSE | FALSE
DO | Doors | HI | Hinged | DOHI-105 | 06 | DOHI-105.06 | DOOR: hinged, 1 1/2 leaves, 1500 clear opening, solid, fire rated, shielded |  |  | 1 | DOOR | TRUE | FALSE | FALSE
DO | Doors | HI | Hinged | DOHI-105 | 07 | DOHI-105.07 | DOOR: hinged, 1 1/2 leaves, 1500 clear opening, solid, fire rated, anti-ligature |  |  | 1 | DOOR | TRUE | FALSE | FALSE
DO | Doors | HI | Hinged | DOHI-106 | 01 | DOHI-106.01 | DOOR: hinged, 1 1/2 leaves, 1600 clear opening, solid |  |  | 1 | DOOR | TRUE | FALSE | TRUE
DO | Doors | HI | Hinged | DOHI-106 | 02 | DOHI-106.02 | DOOR: hinged, 1 1/2 leaves, 1600 clear opening, solid, shielded | DWSC-026 | DOOR: 1600mm c/o, 1 1/2 leaf, solid core, lead shielding, paint | 1 | DOOR | TRUE | FALSE | FALSE
DO | Doors | HI | Hinged | DOHI-106 | 03 | DOHI-106.03 | DOOR: hinged, 1 1/2 leaves, 1600 clear opening, solid, anti-ligature |  |  | 1 | DOOR | TRUE | FALSE | FALSE
DO | Doors | HI | Hinged | DOHI-106 | 04 | DOHI-106.04 | DOOR: hinged, 1 1/2 leaves, 1600 clear opening, solid, anti-ligature and anti-barricade |  |  | 1 | DOOR | TRUE | FALSE | FALSE
DO | Doors | HI | Hinged | DOHI-106 | 05 | DOHI-106.05 | DOOR: hinged, 1 1/2 leaves, 1600 clear opening, solid, fire rated |  |  | 1 | DOOR | TRUE | FALSE | FALSE
DO | Doors | HI | Hinged | DOHI-106 | 06 | DOHI-106.06 | DOOR: hinged, 1 1/2 leaves, 1600 clear opening, solid, fire rated, shielded |  |  | 1 | DOOR | TRUE | FALSE | FALSE
DO | Doors | HI | Hinged | DOHI-106 | 07 | DOHI-106.07 | DOOR: hinged, 1 1/2 leaves, 1600 clear opening, solid, fire rated, anti-ligature |  |  | 1 | DOOR | TRUE | FALSE | FALSE
DO | Doors | HI | Hinged | DOHI-111 | 01 | DOHI-111.01 | DOOR: hinged, 1 1/2 leaves, 1100 clear opening, solid, standard vision panel |  |  | 1 | DOOR | TRUE | FALSE | FALSE
DO | Doors | HI | Hinged | DOHI-111 | 02 | DOHI-111.02 | DOOR: hinged, 1 1/2 leaves, 1100 clear opening, solid, standard vision panel, with integral blind |  |  | 1 | DOOR | TRUE | FALSE | FALSE
DO | Doors | HI | Hinged | DOHI-111 | 03 | DOHI-111.03 | DOOR: hinged, 1 1/2 leaves, 1100 clear opening, solid, standard vision panel, with cover |  |  | 1 | DOOR | TRUE | FALSE | FALSE
DO | Doors | HI | Hinged | DOHI-111 | 04 | DOHI-111.04 | DOOR: hinged, 1 1/2 leaves, 1100 clear opening, solid, standard vision panel, with switchable glass |  |  | 1 | DOOR | TRUE | FALSE | FALSE
DO | Doors | HI | Hinged | DOHI-111 | 05 | DOHI-111.05 | DOOR: hinged, 1 1/2 leaves, 1100 clear opening, solid, shielded, standard vision panel, lead glass |  |  | 1 | DOOR | TRUE | FALSE | FALSE
DO | Doors | HI | Hinged | DOHI-111 | 06 | DOHI-111.06 | DOOR: hinged, 1 1/2 leaves, 1100 clear opening, solid, shielded, standard vision panel, lead glass, with integral blind |  |  | 1 | DOOR | TRUE | FALSE | FALSE
DO | Doors | HI | Hinged | DOHI-111 | 07 | DOHI-111.07 | DOOR: hinged, 1 1/2 leaves, 1100 clear opening, solid, shielded, standard vision panel, lead glass, with cover |  |  | 1 | DOOR | TRUE | FALSE | FALSE
DO | Doors | HI | Hinged | DOHI-111 | 08 | DOHI-111.08 | DOOR: hinged, 1 1/2 leaves, 1100 clear opening, solid, anti-ligature, standard vision panel |  |  | 1 | DOOR | TRUE | FALSE | FALSE
DO | Doors | HI | Hinged | DOHI-111 | 09 | DOHI-111.09 | DOOR: hinged, 1 1/2 leaves, 1100 clear opening, solid, anti-ligature, standard vision panel, with integral blind |  |  | 1 | DOOR | TRUE | FALSE | FALSE
DO | Doors | HI | Hinged | DOHI-111 | 10 | DOHI-111.10 | DOOR: hinged, 1 1/2 leaves, 1100 clear opening, solid, anti-ligature, standard vision panel, with switchable glass |  |  | 1 | DOOR | TRUE | FALSE | FALSE
DO | Doors | HI | Hinged | DOHI-111 | 11 | DOHI-111.11 | DOOR: hinged, 1 1/2 leaves, 1100 clear opening, solid, anti-ligature and anti-barricade, standard vision panel |  |  | 1 | DOOR | TRUE | FALSE | FALSE
DO | Doors | HI | Hinged | DOHI-111 | 12 | DOHI-111.12 | DOOR: hinged, 1 1/2 leaves, 1100 clear opening, solid, anti-ligature and anti-barricade, standard vision panel, with integral blind | DWGL-074 | DOOR: 1120mm c/o, 1 1/2 leaf in/out opening, observation panel, solid core/safety glass, paint | 1 | DOOR | TRUE | FALSE | FALSE
DO | Doors | HI | Hinged | DOHI-111 | 13 | DOHI-111.13 | DOOR: hinged, 1 1/2 leaves, 1100 clear opening, solid, anti-ligature and anti-barricade, standard vision panel, with switchable glass |  |  | 1 | DOOR | TRUE | FALSE | FALSE
DO | Doors | HI | Hinged | DOHI-112 | 01 | DOHI-112.01 | DOOR: hinged, 1 1/2 leaves, 1200 clear opening, solid, standard vision panel | DWGL-022 | DOOR: 1200mm c/o, 1 1/2 leaf, observation panel, solid core/glass, paint | 1 | DOOR | TRUE | FALSE | FALSE
DO | Doors | HI | Hinged | DOHI-112 | 02 | DOHI-112.02 | DOOR: hinged, 1 1/2 leaves, 1200 clear opening, solid, standard vision panel, with integral blind |  |  | 1 | DOOR | TRUE | FALSE | FALSE
DO | Doors | HI | Hinged | DOHI-112 | 03 | DOHI-112.03 | DOOR: hinged, 1 1/2 leaves, 1200 clear opening, solid, standard vision panel, with cover |  |  | 1 | DOOR | TRUE | FALSE | FALSE
DO | Doors | HI | Hinged | DOHI-112 | 04 | DOHI-112.04 | DOOR: hinged, 1 1/2 leaves, 1200 clear opening, solid, standard vision panel, with switchable glass |  |  | 1 | DOOR | TRUE | FALSE | FALSE
DO | Doors | HI | Hinged | DOHI-112 | 05 | DOHI-112.05 | DOOR: hinged, 1 1/2 leaves, 1200 clear opening, solid, shielded, standard vision panel, lead glass |  |  | 1 | DOOR | TRUE | FALSE | FALSE
DO | Doors | HI | Hinged | DOHI-112 | 06 | DOHI-112.06 | DOOR: hinged, 1 1/2 leaves, 1200 clear opening, solid, shielded, standard vision panel, lead glass, with integral blind |  |  | 1 | DOOR | TRUE | FALSE | FALSE
DO | Doors | HI | Hinged | DOHI-112 | 07 | DOHI-112.07 | DOOR: hinged, 1 1/2 leaves, 1200 clear opening, solid, shielded, standard vision panel, lead glass, with cover |  |  | 1 | DOOR | TRUE | FALSE | FALSE
DO | Doors | HI | Hinged | DOHI-112 | 08 | DOHI-112.08 | DOOR: hinged, 1 1/2 leaves, 1200 clear opening, solid, anti-ligature, standard vision panel |  |  | 1 | DOOR | TRUE | FALSE | FALSE
DO | Doors | HI | Hinged | DOHI-112 | 09 | DOHI-112.09 | DOOR: hinged, 1 1/2 leaves, 1200 clear opening, solid, anti-ligature, standard vision panel, with integral blind |  |  | 1 | DOOR | TRUE | FALSE | FALSE
DO | Doors | HI | Hinged | DOHI-112 | 10 | DOHI-112.10 | DOOR: hinged, 1 1/2 leaves, 1200 clear opening, solid, anti-ligature, standard vision panel, with switchable glass |  |  | 1 | DOOR | TRUE | FALSE | FALSE
DO | Doors | HI | Hinged | DOHI-112 | 11 | DOHI-112.11 | DOOR: hinged, 1 1/2 leaves, 1200 clear opening, solid, anti-ligature and anti-barricade, standard vision panel |  |  | 1 | DOOR | TRUE | FALSE | FALSE
DO | Doors | HI | Hinged | DOHI-112 | 12 | DOHI-112.12 | DOOR: hinged, 1 1/2 leaves, 1200 clear opening, solid, anti-ligature and anti-barricade, standard vision panel, with integral blind |  |  | 1 | DOOR | TRUE | FALSE | FALSE
DO | Doors | HI | Hinged | DOHI-112 | 13 | DOHI-112.13 | DOOR: hinged, 1 1/2 leaves, 1200 clear opening, solid, anti-ligature and anti-barricade, standard vision panel, with switchable glass |  |  | 1 | DOOR | TRUE | FALSE | FALSE
DO | Doors | HI | Hinged | DOHI-113 | 01 | DOHI-113.01 | DOOR: hinged, 1 1/2 leaves, 1300 clear opening, solid, standard vision panel |  |  | 1 | DOOR | TRUE | FALSE | FALSE
DO | Doors | HI | Hinged | DOHI-113 | 02 | DOHI-113.02 | DOOR: hinged, 1 1/2 leaves, 1300 clear opening, solid, standard vision panel, with integral blind |  |  | 1 | DOOR | TRUE | FALSE | FALSE
DO | Doors | HI | Hinged | DOHI-113 | 03 | DOHI-113.03 | DOOR: hinged, 1 1/2 leaves, 1300 clear opening, solid, standard vision panel, with cover |  |  | 1 | DOOR | TRUE | FALSE | FALSE
DO | Doors | HI | Hinged | DOHI-113 | 04 | DOHI-113.04 | DOOR: hinged, 1 1/2 leaves, 1300 clear opening, solid, standard vision panel, with switchable glass |  |  | 1 | DOOR | TRUE | FALSE | FALSE
DO | Doors | HI | Hinged | DOHI-113 | 05 | DOHI-113.05 | DOOR: hinged, 1 1/2 leaves, 1300 clear opening, solid, shielded, standard vision panel, lead glass |  |  | 1 | DOOR | TRUE | FALSE | FALSE
DO | Doors | HI | Hinged | DOHI-113 | 06 | DOHI-113.06 | DOOR: hinged, 1 1/2 leaves, 1300 clear opening, solid, shielded, standard vision panel, lead glass, with integral blind |  |  | 1 | DOOR | TRUE | FALSE | FALSE
DO | Doors | HI | Hinged | DOHI-113 | 07 | DOHI-113.07 | DOOR: hinged, 1 1/2 leaves, 1300 clear opening, solid, shielded, standard vision panel, lead glass, with cover |  |  | 1 | DOOR | TRUE | FALSE | FALSE
DO | Doors | HI | Hinged | DOHI-113 | 08 | DOHI-113.08 | DOOR: hinged, 1 1/2 leaves, 1300 clear opening, solid, anti-ligature, standard vision panel |  |  | 1 | DOOR | TRUE | FALSE | FALSE
DO | Doors | HI | Hinged | DOHI-113 | 09 | DOHI-113.09 | DOOR: hinged, 1 1/2 leaves, 1300 clear opening, solid, anti-ligature, standard vision panel, with integral blind |  |  | 1 | DOOR | TRUE | FALSE | FALSE
DO | Doors | HI | Hinged | DOHI-113 | 10 | DOHI-113.10 | DOOR: hinged, 1 1/2 leaves, 1300 clear opening, solid, anti-ligature, standard vision panel, with switchable glass |  |  | 1 | DOOR | TRUE | FALSE | FALSE
DO | Doors | HI | Hinged | DOHI-113 | 11 | DOHI-113.11 | DOOR: hinged, 1 1/2 leaves, 1300 clear opening, solid, anti-ligature and anti-barricade, standard vision panel |  |  | 1 | DOOR | TRUE | FALSE | FALSE
DO | Doors | HI | Hinged | DOHI-113 | 12 | DOHI-113.12 | DOOR: hinged, 1 1/2 leaves, 1300 clear opening, solid, anti-ligature and anti-barricade, standard vision panel, with integral blind |  |  | 1 | DOOR | TRUE | FALSE | FALSE
DO | Doors | HI | Hinged | DOHI-113 | 13 | DOHI-113.13 | DOOR: hinged, 1 1/2 leaves, 1300 clear opening, solid, anti-ligature and anti-barricade, standard vision panel, with switchable glass |  |  | 1 | DOOR | TRUE | FALSE | FALSE
DO | Doors | HI | Hinged | DOHI-114 | 01 | DOHI-114.01 | DOOR: hinged, 1 1/2 leaves, 1400 clear opening, solid, standard vision panel | DWGL-033 | DOOR: 1400mm c/o, 1 1/2 leaf, observation panel, solid core/glass, paint | 1 | DOOR | TRUE | FALSE | TRUE
DO | Doors | HI | Hinged | DOHI-114 | 02 | DOHI-114.02 | DOOR: hinged, 1 1/2 leaves, 1400 clear opening, solid, standard vision panel, with integral blind | DWGL-033; DWWD-003 | DOOR: 1400mm c/o, 1 1/2 leaf, observation panel, solid core/glass, paint; BLIND: integral | 1 | DOOR | TRUE | FALSE | TRUE
DO | Doors | HI | Hinged | DOHI-114 | 03 | DOHI-114.03 | DOOR: hinged, 1 1/2 leaves, 1400 clear opening, solid, standard vision panel, with cover |  |  | 1 | DOOR | TRUE | FALSE | FALSE
DO | Doors | HI | Hinged | DOHI-114 | 04 | DOHI-114.04 | DOOR: hinged, 1 1/2 leaves, 1400 clear opening, solid, standard vision panel, with switchable glass |  |  | 1 | DOOR | TRUE | FALSE | FALSE
DO | Doors | HI | Hinged | DOHI-114 | 05 | DOHI-114.05 | DOOR: hinged, 1 1/2 leaves, 1400 clear opening, solid, shielded, standard vision panel, lead glass |  |  | 1 | DOOR | TRUE | FALSE | FALSE
DO | Doors | HI | Hinged | DOHI-114 | 06 | DOHI-114.06 | DOOR: hinged, 1 1/2 leaves, 1400 clear opening, solid, shielded, standard vision panel, lead glass, with integral blind |  |  | 1 | DOOR | TRUE | FALSE | FALSE
DO | Doors | HI | Hinged | DOHI-114 | 07 | DOHI-114.07 | DOOR: hinged, 1 1/2 leaves, 1400 clear opening, solid, shielded, standard vision panel, lead glass, with cover |  |  | 1 | DOOR | TRUE | FALSE | FALSE
DO | Doors | HI | Hinged | DOHI-114 | 08 | DOHI-114.08 | DOOR: hinged, 1 1/2 leaves, 1400 clear opening, solid, anti-ligature, standard vision panel |  |  | 1 | DOOR | TRUE | FALSE | FALSE
DO | Doors | HI | Hinged | DOHI-114 | 09 | DOHI-114.09 | DOOR: hinged, 1 1/2 leaves, 1400 clear opening, solid, anti-ligature, standard vision panel, with integral blind |  |  | 1 | DOOR | TRUE | FALSE | FALSE
DO | Doors | HI | Hinged | DOHI-114 | 10 | DOHI-114.10 | DOOR: hinged, 1 1/2 leaves, 1400 clear opening, solid, anti-ligature, standard vision panel, with switchable glass |  |  | 1 | DOOR | TRUE | FALSE | FALSE
DO | Doors | HI | Hinged | DOHI-114 | 11 | DOHI-114.11 | DOOR: hinged, 1 1/2 leaves, 1400 clear opening, solid, anti-ligature and anti-barricade, standard vision panel |  |  | 1 | DOOR | TRUE | FALSE | FALSE
DO | Doors | HI | Hinged | DOHI-114 | 12 | DOHI-114.12 | DOOR: hinged, 1 1/2 leaves, 1400 clear opening, solid, anti-ligature and anti-barricade, standard vision panel, with integral blind |  |  | 1 | DOOR | TRUE | FALSE | FALSE
DO | Doors | HI | Hinged | DOHI-114 | 13 | DOHI-114.13 | DOOR: hinged, 1 1/2 leaves, 1400 clear opening, solid, anti-ligature and anti-barricade, standard vision panel, with switchable glass |  |  | 1 | DOOR | TRUE | FALSE | FALSE
DO | Doors | HI | Hinged | DOHI-115 | 01 | DOHI-115.01 | DOOR: hinged, 1 1/2 leaves, 1500 clear opening, solid, standard vision panel | DWGL-042 | DOOR: 1500mm c/o, 1 1/2 leaf, observation panel, solid core/glass, paint | 1 | DOOR | TRUE | FALSE | FALSE
DO | Doors | HI | Hinged | DOHI-115 | 02 | DOHI-115.02 | DOOR: hinged, 1 1/2 leaves, 1500 clear opening, solid, standard vision panel, with integral blind |  |  | 1 | DOOR | TRUE | FALSE | FALSE
DO | Doors | HI | Hinged | DOHI-115 | 03 | DOHI-115.03 | DOOR: hinged, 1 1/2 leaves, 1500 clear opening, solid, standard vision panel, with cover |  |  | 1 | DOOR | TRUE | FALSE | FALSE
DO | Doors | HI | Hinged | DOHI-115 | 04 | DOHI-115.04 | DOOR: hinged, 1 1/2 leaves, 1500 clear opening, solid, standard vision panel, with switchable glass |  |  | 1 | DOOR | TRUE | FALSE | FALSE
DO | Doors | HI | Hinged | DOHI-115 | 05 | DOHI-115.05 | DOOR: hinged, 1 1/2 leaves, 1500 clear opening, solid, shielded, standard vision panel, lead glass |  |  | 1 | DOOR | TRUE | FALSE | FALSE
DO | Doors | HI | Hinged | DOHI-115 | 06 | DOHI-115.06 | DOOR: hinged, 1 1/2 leaves, 1500 clear opening, solid, shielded, standard vision panel, lead glass, with integral blind |  |  | 1 | DOOR | TRUE | FALSE | FALSE
DO | Doors | HI | Hinged | DOHI-115 | 07 | DOHI-115.07 | DOOR: hinged, 1 1/2 leaves, 1500 clear opening, solid, shielded, standard vision panel, lead glass, with cover |  |  | 1 | DOOR | TRUE | FALSE | FALSE
DO | Doors | HI | Hinged | DOHI-115 | 08 | DOHI-115.08 | DOOR: hinged, 1 1/2 leaves, 1500 clear opening, solid, anti-ligature, standard vision panel |  |  | 1 | DOOR | TRUE | FALSE | FALSE
DO | Doors | HI | Hinged | DOHI-115 | 09 | DOHI-115.09 | DOOR: hinged, 1 1/2 leaves, 1500 clear opening, solid, anti-ligature, standard vision panel, with integral blind |  |  | 1 | DOOR | TRUE | FALSE | FALSE
DO | Doors | HI | Hinged | DOHI-115 | 10 | DOHI-115.10 | DOOR: hinged, 1 1/2 leaves, 1500 clear opening, solid, anti-ligature, standard vision panel, with switchable glass |  |  | 1 | DOOR | TRUE | FALSE | FALSE
DO | Doors | HI | Hinged | DOHI-115 | 11 | DOHI-115.11 | DOOR: hinged, 1 1/2 leaves, 1500 clear opening, solid, anti-ligature and anti-barricade, standard vision panel |  |  | 1 | DOOR | TRUE | FALSE | FALSE
DO | Doors | HI | Hinged | DOHI-115 | 12 | DOHI-115.12 | DOOR: hinged, 1 1/2 leaves, 1500 clear opening, solid, anti-ligature and anti-barricade, standard vision panel, with integral blind |  |  | 1 | DOOR | TRUE | FALSE | FALSE
DO | Doors | HI | Hinged | DOHI-115 | 13 | DOHI-115.13 | DOOR: hinged, 1 1/2 leaves, 1500 clear opening, solid, anti-ligature and anti-barricade, standard vision panel, with switchable glass |  |  | 1 | DOOR | TRUE | FALSE | FALSE
DO | Doors | HI | Hinged | DOHI-116 | 01 | DOHI-116.01 | DOOR: hinged, 1 1/2 leaves, 1600 clear opening, solid, standard vision panel |  |  | 1 | DOOR | TRUE | FALSE | FALSE
DO | Doors | HI | Hinged | DOHI-116 | 02 | DOHI-116.02 | DOOR: hinged, 1 1/2 leaves, 1600 clear opening, solid, standard vision panel, with integral blind |  |  | 1 | DOOR | TRUE | FALSE | TRUE
DO | Doors | HI | Hinged | DOHI-116 | 03 | DOHI-116.03 | DOOR: hinged, 1 1/2 leaves, 1600 clear opening, solid, standard vision panel, with cover |  |  | 1 | DOOR | TRUE | FALSE | FALSE
DO | Doors | HI | Hinged | DOHI-116 | 04 | DOHI-116.04 | DOOR: hinged, 1 1/2 leaves, 1600 clear opening, solid, standard vision panel, with switchable glass |  |  | 1 | DOOR | TRUE | FALSE | FALSE
DO | Doors | HI | Hinged | DOHI-116 | 05 | DOHI-116.05 | DOOR: hinged, 1 1/2 leaves, 1600 clear opening, solid, shielded, standard vision panel, lead glass |  |  | 1 | DOOR | TRUE | FALSE | FALSE
DO | Doors | HI | Hinged | DOHI-116 | 06 | DOHI-116.06 | DOOR: hinged, 1 1/2 leaves, 1600 clear opening, solid, shielded, standard vision panel, lead glass, with integral blind |  |  | 1 | DOOR | TRUE | FALSE | FALSE
DO | Doors | HI | Hinged | DOHI-116 | 07 | DOHI-116.07 | DOOR: hinged, 1 1/2 leaves, 1600 clear opening, solid, shielded, standard vision panel, lead glass, with cover |  |  | 1 | DOOR | TRUE | FALSE | FALSE
DO | Doors | HI | Hinged | DOHI-116 | 08 | DOHI-116.08 | DOOR: hinged, 1 1/2 leaves, 1600 clear opening, solid, anti-ligature, standard vision panel |  |  | 1 | DOOR | TRUE | FALSE | FALSE
DO | Doors | HI | Hinged | DOHI-116 | 09 | DOHI-116.09 | DOOR: hinged, 1 1/2 leaves, 1600 clear opening, solid, anti-ligature, standard vision panel, with integral blind |  |  | 1 | DOOR | TRUE | FALSE | FALSE
DO | Doors | HI | Hinged | DOHI-116 | 10 | DOHI-116.10 | DOOR: hinged, 1 1/2 leaves, 1600 clear opening, solid, anti-ligature, standard vision panel, with switchable glass |  |  | 1 | DOOR | TRUE | FALSE | FALSE
DO | Doors | HI | Hinged | DOHI-116 | 11 | DOHI-116.11 | DOOR: hinged, 1 1/2 leaves, 1600 clear opening, solid, anti-ligature and anti-barricade, standard vision panel |  |  | 1 | DOOR | TRUE | FALSE | FALSE
DO | Doors | HI | Hinged | DOHI-116 | 12 | DOHI-116.12 | DOOR: hinged, 1 1/2 leaves, 1600 clear opening, solid, anti-ligature and anti-barricade, standard vision panel, with integral blind |  |  | 1 | DOOR | TRUE | FALSE | FALSE
DO | Doors | HI | Hinged | DOHI-116 | 13 | DOHI-116.13 | DOOR: hinged, 1 1/2 leaves, 1600 clear opening, solid, anti-ligature and anti-barricade, standard vision panel, with switchable glass |  |  | 1 | DOOR | TRUE | FALSE | FALSE
DO | Doors | HI | Hinged | DOHI-121 | 01 | DOHI-121.01 | DOOR: hinged, 1 1/2 leaves, 1100 clear opening, solid, small vision panel |  |  | 1 | DOOR | TRUE | FALSE | FALSE
DO | Doors | HI | Hinged | DOHI-121 | 02 | DOHI-121.02 | DOOR: hinged, 1 1/2 leaves, 1100 clear opening, solid, small vision panel, with integral blind |  |  | 1 | DOOR | TRUE | FALSE | FALSE
DO | Doors | HI | Hinged | DOHI-121 | 03 | DOHI-121.03 | DOOR: hinged, 1 1/2 leaves, 1100 clear opening, solid, small vision panel, with cover |  |  | 1 | DOOR | TRUE | FALSE | FALSE
DO | Doors | HI | Hinged | DOHI-121 | 04 | DOHI-121.04 | DOOR: hinged, 1 1/2 leaves, 1100 clear opening, solid, small vision panel, with switchable glass |  |  | 1 | DOOR | TRUE | FALSE | FALSE
DO | Doors | HI | Hinged | DOHI-121 | 05 | DOHI-121.05 | DOOR: hinged, 1 1/2 leaves, 1100 clear opening, solid, shielded, small vision panel, lead glass |  |  | 1 | DOOR | TRUE | FALSE | FALSE
DO | Doors | HI | Hinged | DOHI-121 | 06 | DOHI-121.06 | DOOR: hinged, 1 1/2 leaves, 1100 clear opening, solid, shielded, small vision panel, lead glass, with integral blind |  |  | 1 | DOOR | TRUE | FALSE | FALSE
DO | Doors | HI | Hinged | DOHI-121 | 07 | DOHI-121.07 | DOOR: hinged, 1 1/2 leaves, 1100 clear opening, solid, shielded, small vision panel, lead glass, with cover |  |  | 1 | DOOR | TRUE | FALSE | FALSE
DO | Doors | HI | Hinged | DOHI-121 | 08 | DOHI-121.08 | DOOR: hinged, 1 1/2 leaves, 1100 clear opening, solid, anti-ligature, small vision panel |  |  | 1 | DOOR | TRUE | FALSE | FALSE
DO | Doors | HI | Hinged | DOHI-121 | 09 | DOHI-121.09 | DOOR: hinged, 1 1/2 leaves, 1100 clear opening, solid, anti-ligature, small vision panel, with integral blind |  |  | 1 | DOOR | TRUE | FALSE | FALSE
DO | Doors | HI | Hinged | DOHI-121 | 10 | DOHI-121.10 | DOOR: hinged, 1 1/2 leaves, 1100 clear opening, solid, anti-ligature, small vision panel, with switchable glass |  |  | 1 | DOOR | TRUE | FALSE | FALSE
DO | Doors | HI | Hinged | DOHI-121 | 11 | DOHI-121.11 | DOOR: hinged, 1 1/2 leaves, 1100 clear opening, solid, anti-ligature and anti-barricade, small vision panel |  |  | 1 | DOOR | TRUE | FALSE | FALSE
DO | Doors | HI | Hinged | DOHI-121 | 12 | DOHI-121.12 | DOOR: hinged, 1 1/2 leaves, 1100 clear opening, solid, anti-ligature and anti-barricade, small vision panel, with integral blind |  |  | 1 | DOOR | TRUE | FALSE | FALSE
DO | Doors | HI | Hinged | DOHI-121 | 13 | DOHI-121.13 | DOOR: hinged, 1 1/2 leaves, 1100 clear opening, solid, anti-ligature and anti-barricade, small vision panel, with switchable glass |  |  | 1 | DOOR | TRUE | FALSE | FALSE
DO | Doors | HI | Hinged | DOHI-122 | 01 | DOHI-122.01 | DOOR: hinged, 1 1/2 leaves, 1200 clear opening, solid, small vision panel |  |  | 1 | DOOR | TRUE | FALSE | FALSE
DO | Doors | HI | Hinged | DOHI-122 | 02 | DOHI-122.02 | DOOR: hinged, 1 1/2 leaves, 1200 clear opening, solid, small vision panel, with integral blind |  |  | 1 | DOOR | TRUE | FALSE | FALSE
DO | Doors | HI | Hinged | DOHI-122 | 03 | DOHI-122.03 | DOOR: hinged, 1 1/2 leaves, 1200 clear opening, solid, small vision panel, with cover |  |  | 1 | DOOR | TRUE | FALSE | FALSE
DO | Doors | HI | Hinged | DOHI-122 | 04 | DOHI-122.04 | DOOR: hinged, 1 1/2 leaves, 1200 clear opening, solid, small vision panel, with switchable glass |  |  | 1 | DOOR | TRUE | FALSE | FALSE
DO | Doors | HI | Hinged | DOHI-122 | 05 | DOHI-122.05 | DOOR: hinged, 1 1/2 leaves, 1200 clear opening, solid, shielded, small vision panel, lead glass |  |  | 1 | DOOR | TRUE | FALSE | FALSE
DO | Doors | HI | Hinged | DOHI-122 | 06 | DOHI-122.06 | DOOR: hinged, 1 1/2 leaves, 1200 clear opening, solid, shielded, small vision panel, lead glass, with integral blind |  |  | 1 | DOOR | TRUE | FALSE | FALSE
DO | Doors | HI | Hinged | DOHI-122 | 07 | DOHI-122.07 | DOOR: hinged, 1 1/2 leaves, 1200 clear opening, solid, shielded, small vision panel, lead glass, with cover |  |  | 1 | DOOR | TRUE | FALSE | FALSE
DO | Doors | HI | Hinged | DOHI-122 | 08 | DOHI-122.08 | DOOR: hinged, 1 1/2 leaves, 1200 clear opening, solid, anti-ligature, small vision panel |  |  | 1 | DOOR | TRUE | FALSE | FALSE
DO | Doors | HI | Hinged | DOHI-122 | 09 | DOHI-122.09 | DOOR: hinged, 1 1/2 leaves, 1200 clear opening, solid, anti-ligature, small vision panel, with integral blind |  |  | 1 | DOOR | TRUE | FALSE | FALSE
DO | Doors | HI | Hinged | DOHI-122 | 10 | DOHI-122.10 | DOOR: hinged, 1 1/2 leaves, 1200 clear opening, solid, anti-ligature, small vision panel, with switchable glass |  |  | 1 | DOOR | TRUE | FALSE | FALSE
DO | Doors | HI | Hinged | DOHI-122 | 11 | DOHI-122.11 | DOOR: hinged, 1 1/2 leaves, 1200 clear opening, solid, anti-ligature and anti-barricade, small vision panel |  |  | 1 | DOOR | TRUE | FALSE | FALSE
DO | Doors | HI | Hinged | DOHI-122 | 12 | DOHI-122.12 | DOOR: hinged, 1 1/2 leaves, 1200 clear opening, solid, anti-ligature and anti-barricade, small vision panel, with integral blind |  |  | 1 | DOOR | TRUE | FALSE | FALSE
DO | Doors | HI | Hinged | DOHI-122 | 13 | DOHI-122.13 | DOOR: hinged, 1 1/2 leaves, 1200 clear opening, solid, anti-ligature and anti-barricade, small vision panel, with switchable glass |  |  | 1 | DOOR | TRUE | FALSE | FALSE
DO | Doors | HI | Hinged | DOHI-123 | 01 | DOHI-123.01 | DOOR: hinged, 1 1/2 leaves, 1300 clear opening, solid, small vision panel |  |  | 1 | DOOR | TRUE | FALSE | FALSE
DO | Doors | HI | Hinged | DOHI-123 | 02 | DOHI-123.02 | DOOR: hinged, 1 1/2 leaves, 1300 clear opening, solid, small vision panel, with integral blind |  |  | 1 | DOOR | TRUE | FALSE | FALSE
DO | Doors | HI | Hinged | DOHI-123 | 03 | DOHI-123.03 | DOOR: hinged, 1 1/2 leaves, 1300 clear opening, solid, small vision panel, with cover |  |  | 1 | DOOR | TRUE | FALSE | FALSE
DO | Doors | HI | Hinged | DOHI-123 | 04 | DOHI-123.04 | DOOR: hinged, 1 1/2 leaves, 1300 clear opening, solid, small vision panel, with switchable glass |  |  | 1 | DOOR | TRUE | FALSE | FALSE
DO | Doors | HI | Hinged | DOHI-123 | 05 | DOHI-123.05 | DOOR: hinged, 1 1/2 leaves, 1300 clear opening, solid, shielded, small vision panel, lead glass |  |  | 1 | DOOR | TRUE | FALSE | FALSE
DO | Doors | HI | Hinged | DOHI-123 | 06 | DOHI-123.06 | DOOR: hinged, 1 1/2 leaves, 1300 clear opening, solid, shielded, small vision panel, lead glass, with integral blind |  |  | 1 | DOOR | TRUE | FALSE | FALSE
DO | Doors | HI | Hinged | DOHI-123 | 07 | DOHI-123.07 | DOOR: hinged, 1 1/2 leaves, 1300 clear opening, solid, shielded, small vision panel, lead glass, with cover |  |  | 1 | DOOR | TRUE | FALSE | FALSE
DO | Doors | HI | Hinged | DOHI-123 | 08 | DOHI-123.08 | DOOR: hinged, 1 1/2 leaves, 1300 clear opening, solid, anti-ligature, small vision panel |  |  | 1 | DOOR | TRUE | FALSE | FALSE
DO | Doors | HI | Hinged | DOHI-123 | 09 | DOHI-123.09 | DOOR: hinged, 1 1/2 leaves, 1300 clear opening, solid, anti-ligature, small vision panel, with integral blind |  |  | 1 | DOOR | TRUE | FALSE | FALSE
DO | Doors | HI | Hinged | DOHI-123 | 10 | DOHI-123.10 | DOOR: hinged, 1 1/2 leaves, 1300 clear opening, solid, anti-ligature, small vision panel, with switchable glass |  |  | 1 | DOOR | TRUE | FALSE | FALSE
DO | Doors | HI | Hinged | DOHI-123 | 11 | DOHI-123.11 | DOOR: hinged, 1 1/2 leaves, 1300 clear opening, solid, anti-ligature and anti-barricade, small vision panel |  |  | 1 | DOOR | TRUE | FALSE | FALSE
DO | Doors | HI | Hinged | DOHI-123 | 12 | DOHI-123.12 | DOOR: hinged, 1 1/2 leaves, 1300 clear opening, solid, anti-ligature and anti-barricade, small vision panel, with integral blind |  |  | 1 | DOOR | TRUE | FALSE | FALSE
DO | Doors | HI | Hinged | DOHI-123 | 13 | DOHI-123.13 | DOOR: hinged, 1 1/2 leaves, 1300 clear opening, solid, anti-ligature and anti-barricade, small vision panel, with switchable glass |  |  | 1 | DOOR | TRUE | FALSE | FALSE
DO | Doors | HI | Hinged | DOHI-124 | 01 | DOHI-124.01 | DOOR: hinged, 1 1/2 leaves, 1400 clear opening, solid, small vision panel |  |  | 1 | DOOR | TRUE | FALSE | FALSE
DO | Doors | HI | Hinged | DOHI-124 | 02 | DOHI-124.02 | DOOR: hinged, 1 1/2 leaves, 1400 clear opening, solid, small vision panel, with integral blind |  |  | 1 | DOOR | TRUE | FALSE | FALSE
DO | Doors | HI | Hinged | DOHI-124 | 03 | DOHI-124.03 | DOOR: hinged, 1 1/2 leaves, 1400 clear opening, solid, small vision panel, with cover |  |  | 1 | DOOR | TRUE | FALSE | FALSE
DO | Doors | HI | Hinged | DOHI-124 | 04 | DOHI-124.04 | DOOR: hinged, 1 1/2 leaves, 1400 clear opening, solid, small vision panel, with switchable glass |  |  | 1 | DOOR | TRUE | FALSE | FALSE
DO | Doors | HI | Hinged | DOHI-124 | 05 | DOHI-124.05 | DOOR: hinged, 1 1/2 leaves, 1400 clear opening, solid, shielded, small vision panel, lead glass |  |  | 1 | DOOR | TRUE | FALSE | FALSE
DO | Doors | HI | Hinged | DOHI-124 | 06 | DOHI-124.06 | DOOR: hinged, 1 1/2 leaves, 1400 clear opening, solid, shielded, small vision panel, lead glass, with integral blind |  |  | 1 | DOOR | TRUE | FALSE | FALSE
DO | Doors | HI | Hinged | DOHI-124 | 07 | DOHI-124.07 | DOOR: hinged, 1 1/2 leaves, 1400 clear opening, solid, shielded, small vision panel, lead glass, with cover |  |  | 1 | DOOR | TRUE | FALSE | FALSE
DO | Doors | HI | Hinged | DOHI-124 | 08 | DOHI-124.08 | DOOR: hinged, 1 1/2 leaves, 1400 clear opening, solid, anti-ligature, small vision panel |  |  | 1 | DOOR | TRUE | FALSE | FALSE
DO | Doors | HI | Hinged | DOHI-124 | 09 | DOHI-124.09 | DOOR: hinged, 1 1/2 leaves, 1400 clear opening, solid, anti-ligature, small vision panel, with integral blind |  |  | 1 | DOOR | TRUE | FALSE | FALSE
DO | Doors | HI | Hinged | DOHI-124 | 10 | DOHI-124.10 | DOOR: hinged, 1 1/2 leaves, 1400 clear opening, solid, anti-ligature, small vision panel, with switchable glass |  |  | 1 | DOOR | TRUE | FALSE | FALSE
DO | Doors | HI | Hinged | DOHI-124 | 11 | DOHI-124.11 | DOOR: hinged, 1 1/2 leaves, 1400 clear opening, solid, anti-ligature and anti-barricade, small vision panel |  |  | 1 | DOOR | TRUE | FALSE | FALSE
DO | Doors | HI | Hinged | DOHI-124 | 12 | DOHI-124.12 | DOOR: hinged, 1 1/2 leaves, 1400 clear opening, solid, anti-ligature and anti-barricade, small vision panel, with integral blind |  |  | 1 | DOOR | TRUE | FALSE | FALSE
DO | Doors | HI | Hinged | DOHI-124 | 13 | DOHI-124.13 | DOOR: hinged, 1 1/2 leaves, 1400 clear opening, solid, anti-ligature and anti-barricade, small vision panel, with switchable glass |  |  | 1 | DOOR | TRUE | FALSE | FALSE
DO | Doors | HI | Hinged | DOHI-125 | 01 | DOHI-125.01 | DOOR: hinged, 1 1/2 leaves, 1500 clear opening, solid, small vision panel |  |  | 1 | DOOR | TRUE | FALSE | FALSE
DO | Doors | HI | Hinged | DOHI-125 | 02 | DOHI-125.02 | DOOR: hinged, 1 1/2 leaves, 1500 clear opening, solid, small vision panel, with integral blind |  |  | 1 | DOOR | TRUE | FALSE | FALSE
DO | Doors | HI | Hinged | DOHI-125 | 03 | DOHI-125.03 | DOOR: hinged, 1 1/2 leaves, 1500 clear opening, solid, small vision panel, with cover |  |  | 1 | DOOR | TRUE | FALSE | FALSE
DO | Doors | HI | Hinged | DOHI-125 | 04 | DOHI-125.04 | DOOR: hinged, 1 1/2 leaves, 1500 clear opening, solid, small vision panel, with switchable glass |  |  | 1 | DOOR | TRUE | FALSE | FALSE
DO | Doors | HI | Hinged | DOHI-125 | 05 | DOHI-125.05 | DOOR: hinged, 1 1/2 leaves, 1500 clear opening, solid, shielded, small vision panel, lead glass |  |  | 1 | DOOR | TRUE | FALSE | FALSE
DO | Doors | HI | Hinged | DOHI-125 | 06 | DOHI-125.06 | DOOR: hinged, 1 1/2 leaves, 1500 clear opening, solid, shielded, small vision panel, lead glass, with integral blind |  |  | 1 | DOOR | TRUE | FALSE | FALSE
DO | Doors | HI | Hinged | DOHI-125 | 07 | DOHI-125.07 | DOOR: hinged, 1 1/2 leaves, 1500 clear opening, solid, shielded, small vision panel, lead glass, with cover |  |  | 1 | DOOR | TRUE | FALSE | FALSE
DO | Doors | HI | Hinged | DOHI-125 | 08 | DOHI-125.08 | DOOR: hinged, 1 1/2 leaves, 1500 clear opening, solid, anti-ligature, small vision panel |  |  | 1 | DOOR | TRUE | FALSE | FALSE
DO | Doors | HI | Hinged | DOHI-125 | 09 | DOHI-125.09 | DOOR: hinged, 1 1/2 leaves, 1500 clear opening, solid, anti-ligature, small vision panel, with integral blind |  |  | 1 | DOOR | TRUE | FALSE | FALSE
DO | Doors | HI | Hinged | DOHI-125 | 10 | DOHI-125.10 | DOOR: hinged, 1 1/2 leaves, 1500 clear opening, solid, anti-ligature, small vision panel, with switchable glass |  |  | 1 | DOOR | TRUE | FALSE | FALSE
DO | Doors | HI | Hinged | DOHI-125 | 11 | DOHI-125.11 | DOOR: hinged, 1 1/2 leaves, 1500 clear opening, solid, anti-ligature and anti-barricade, small vision panel |  |  | 1 | DOOR | TRUE | FALSE | FALSE
DO | Doors | HI | Hinged | DOHI-125 | 12 | DOHI-125.12 | DOOR: hinged, 1 1/2 leaves, 1500 clear opening, solid, anti-ligature and anti-barricade, small vision panel, with integral blind |  |  | 1 | DOOR | TRUE | FALSE | FALSE
DO | Doors | HI | Hinged | DOHI-125 | 13 | DOHI-125.13 | DOOR: hinged, 1 1/2 leaves, 1500 clear opening, solid, anti-ligature and anti-barricade, small vision panel, with switchable glass |  |  | 1 | DOOR | TRUE | FALSE | FALSE
DO | Doors | HI | Hinged | DOHI-126 | 01 | DOHI-126.01 | DOOR: hinged, 1 1/2 leaves, 1600 clear opening, solid, small vision panel |  |  | 1 | DOOR | TRUE | FALSE | FALSE
DO | Doors | HI | Hinged | DOHI-126 | 02 | DOHI-126.02 | DOOR: hinged, 1 1/2 leaves, 1600 clear opening, solid, small vision panel, with integral blind |  |  | 1 | DOOR | TRUE | FALSE | FALSE
DO | Doors | HI | Hinged | DOHI-126 | 03 | DOHI-126.03 | DOOR: hinged, 1 1/2 leaves, 1600 clear opening, solid, small vision panel, with cover |  |  | 1 | DOOR | TRUE | FALSE | FALSE
DO | Doors | HI | Hinged | DOHI-126 | 04 | DOHI-126.04 | DOOR: hinged, 1 1/2 leaves, 1600 clear opening, solid, small vision panel, with switchable glass |  |  | 1 | DOOR | TRUE | FALSE | FALSE
DO | Doors | HI | Hinged | DOHI-126 | 05 | DOHI-126.05 | DOOR: hinged, 1 1/2 leaves, 1600 clear opening, solid, shielded, small vision panel, lead glass |  |  | 1 | DOOR | TRUE | FALSE | FALSE
DO | Doors | HI | Hinged | DOHI-126 | 06 | DOHI-126.06 | DOOR: hinged, 1 1/2 leaves, 1600 clear opening, solid, shielded, small vision panel, lead glass, with integral blind |  |  | 1 | DOOR | TRUE | FALSE | FALSE
DO | Doors | HI | Hinged | DOHI-126 | 07 | DOHI-126.07 | DOOR: hinged, 1 1/2 leaves, 1600 clear opening, solid, shielded, small vision panel, lead glass, with cover |  |  | 1 | DOOR | TRUE | FALSE | FALSE
DO | Doors | HI | Hinged | DOHI-126 | 08 | DOHI-126.08 | DOOR: hinged, 1 1/2 leaves, 1600 clear opening, solid, anti-ligature, small vision panel |  |  | 1 | DOOR | TRUE | FALSE | FALSE
DO | Doors | HI | Hinged | DOHI-126 | 09 | DOHI-126.09 | DOOR: hinged, 1 1/2 leaves, 1600 clear opening, solid, anti-ligature, small vision panel, with integral blind |  |  | 1 | DOOR | TRUE | FALSE | FALSE
DO | Doors | HI | Hinged | DOHI-126 | 10 | DOHI-126.10 | DOOR: hinged, 1 1/2 leaves, 1600 clear opening, solid, anti-ligature, small vision panel, with switchable glass |  |  | 1 | DOOR | TRUE | FALSE | FALSE
DO | Doors | HI | Hinged | DOHI-126 | 11 | DOHI-126.11 | DOOR: hinged, 1 1/2 leaves, 1600 clear opening, solid, anti-ligature and anti-barricade, small vision panel |  |  | 1 | DOOR | TRUE | FALSE | FALSE
DO | Doors | HI | Hinged | DOHI-126 | 12 | DOHI-126.12 | DOOR: hinged, 1 1/2 leaves, 1600 clear opening, solid, anti-ligature and anti-barricade, small vision panel, with integral blind |  |  | 1 | DOOR | TRUE | FALSE | FALSE
DO | Doors | HI | Hinged | DOHI-126 | 13 | DOHI-126.13 | DOOR: hinged, 1 1/2 leaves, 1600 clear opening, solid, anti-ligature and anti-barricade, small vision panel, with switchable glass |  |  | 1 | DOOR | TRUE | FALSE | FALSE
DO | Doors | HI | Hinged | DOHI-131 | 01 | DOHI-131.01 | DOOR: hinged, 1 1/2 leaves, 1100 clear opening, solid, tall vision panel |  |  | 1 | DOOR | TRUE | FALSE | FALSE
DO | Doors | HI | Hinged | DOHI-131 | 02 | DOHI-131.02 | DOOR: hinged, 1 1/2 leaves, 1100 clear opening, solid, tall vision panel, with integral blind |  |  | 1 | DOOR | TRUE | FALSE | FALSE
DO | Doors | HI | Hinged | DOHI-131 | 03 | DOHI-131.03 | DOOR: hinged, 1 1/2 leaves, 1100 clear opening, solid, tall vision panel, with switchable glass |  |  | 1 | DOOR | TRUE | FALSE | FALSE
DO | Doors | HI | Hinged | DOHI-131 | 04 | DOHI-131.04 | DOOR: hinged, 1 1/2 leaves, 1100 clear opening, solid, shielded, tall vision panel, lead glass |  |  | 1 | DOOR | TRUE | FALSE | FALSE
DO | Doors | HI | Hinged | DOHI-131 | 05 | DOHI-131.05 | DOOR: hinged, 1 1/2 leaves, 1100 clear opening, solid, shielded, tall vision panel, lead glass, with integral blind |  |  | 1 | DOOR | TRUE | FALSE | FALSE
DO | Doors | HI | Hinged | DOHI-131 | 06 | DOHI-131.06 | DOOR: hinged, 1 1/2 leaves, 1100 clear opening, solid, anti-ligature, tall vision panel |  |  | 1 | DOOR | TRUE | FALSE | FALSE
DO | Doors | HI | Hinged | DOHI-131 | 07 | DOHI-131.07 | DOOR: hinged, 1 1/2 leaves, 1100 clear opening, solid, anti-ligature, tall vision panel, with integral blind |  |  | 1 | DOOR | TRUE | FALSE | FALSE
DO | Doors | HI | Hinged | DOHI-131 | 08 | DOHI-131.08 | DOOR: hinged, 1 1/2 leaves, 1100 clear opening, solid, anti-ligature, tall vision panel, with switchable glass |  |  | 1 | DOOR | TRUE | FALSE | FALSE
DO | Doors | HI | Hinged | DOHI-131 | 09 | DOHI-131.09 | DOOR: hinged, 1 1/2 leaves, 1100 clear opening, solid, anti-ligature and anti-barricade, tall vision panel |  |  | 1 | DOOR | TRUE | FALSE | FALSE
DO | Doors | HI | Hinged | DOHI-131 | 10 | DOHI-131.10 | DOOR: hinged, 1 1/2 leaves, 1100 clear opening, solid, anti-ligature and anti-barricade, tall vision panel, with integral blind |  |  | 1 | DOOR | TRUE | FALSE | FALSE
DO | Doors | HI | Hinged | DOHI-131 | 11 | DOHI-131.11 | DOOR: hinged, 1 1/2 leaves, 1100 clear opening, solid, anti-ligature and anti-barricade, tall vision panel, with switchable glass |  |  | 1 | DOOR | TRUE | FALSE | FALSE
DO | Doors | HI | Hinged | DOHI-132 | 01 | DOHI-132.01 | DOOR: hinged, 1 1/2 leaves, 1200 clear opening, solid, tall vision panel |  |  | 1 | DOOR | TRUE | FALSE | FALSE
DO | Doors | HI | Hinged | DOHI-132 | 02 | DOHI-132.02 | DOOR: hinged, 1 1/2 leaves, 1200 clear opening, solid, tall vision panel, with integral blind |  |  | 1 | DOOR | TRUE | FALSE | FALSE
DO | Doors | HI | Hinged | DOHI-132 | 03 | DOHI-132.03 | DOOR: hinged, 1 1/2 leaves, 1200 clear opening, solid, tall vision panel, with switchable glass |  |  | 1 | DOOR | TRUE | FALSE | FALSE
DO | Doors | HI | Hinged | DOHI-132 | 04 | DOHI-132.04 | DOOR: hinged, 1 1/2 leaves, 1200 clear opening, solid, shielded, tall vision panel, lead glass |  |  | 1 | DOOR | TRUE | FALSE | FALSE
DO | Doors | HI | Hinged | DOHI-132 | 05 | DOHI-132.05 | DOOR: hinged, 1 1/2 leaves, 1200 clear opening, solid, shielded, tall vision panel, lead glass, with integral blind |  |  | 1 | DOOR | TRUE | FALSE | FALSE
DO | Doors | HI | Hinged | DOHI-132 | 06 | DOHI-132.06 | DOOR: hinged, 1 1/2 leaves, 1200 clear opening, solid, anti-ligature, tall vision panel |  |  | 1 | DOOR | TRUE | FALSE | FALSE
DO | Doors | HI | Hinged | DOHI-132 | 07 | DOHI-132.07 | DOOR: hinged, 1 1/2 leaves, 1200 clear opening, solid, anti-ligature, tall vision panel, with integral blind |  |  | 1 | DOOR | TRUE | FALSE | FALSE
DO | Doors | HI | Hinged | DOHI-132 | 08 | DOHI-132.08 | DOOR: hinged, 1 1/2 leaves, 1200 clear opening, solid, anti-ligature, tall vision panel, with switchable glass |  |  | 1 | DOOR | TRUE | FALSE | FALSE
DO | Doors | HI | Hinged | DOHI-132 | 09 | DOHI-132.09 | DOOR: hinged, 1 1/2 leaves, 1200 clear opening, solid, anti-ligature and anti-barricade, tall vision panel |  |  | 1 | DOOR | TRUE | FALSE | FALSE
DO | Doors | HI | Hinged | DOHI-132 | 10 | DOHI-132.10 | DOOR: hinged, 1 1/2 leaves, 1200 clear opening, solid, anti-ligature and anti-barricade, tall vision panel, with integral blind |  |  | 1 | DOOR | TRUE | FALSE | FALSE
DO | Doors | HI | Hinged | DOHI-132 | 11 | DOHI-132.11 | DOOR: hinged, 1 1/2 leaves, 1200 clear opening, solid, anti-ligature and anti-barricade, tall vision panel, with switchable glass |  |  | 1 | DOOR | TRUE | FALSE | FALSE
DO | Doors | HI | Hinged | DOHI-133 | 01 | DOHI-133.01 | DOOR: hinged, 1 1/2 leaves, 1300 clear opening, solid, tall vision panel |  |  | 1 | DOOR | TRUE | FALSE | FALSE
DO | Doors | HI | Hinged | DOHI-133 | 02 | DOHI-133.02 | DOOR: hinged, 1 1/2 leaves, 1300 clear opening, solid, tall vision panel, with integral blind |  |  | 1 | DOOR | TRUE | FALSE | FALSE
DO | Doors | HI | Hinged | DOHI-133 | 03 | DOHI-133.03 | DOOR: hinged, 1 1/2 leaves, 1300 clear opening, solid, tall vision panel, with switchable glass |  |  | 1 | DOOR | TRUE | FALSE | FALSE
DO | Doors | HI | Hinged | DOHI-133 | 04 | DOHI-133.04 | DOOR: hinged, 1 1/2 leaves, 1300 clear opening, solid, shielded, tall vision panel, lead glass |  |  | 1 | DOOR | TRUE | FALSE | FALSE
DO | Doors | HI | Hinged | DOHI-133 | 05 | DOHI-133.05 | DOOR: hinged, 1 1/2 leaves, 1300 clear opening, solid, shielded, tall vision panel, lead glass, with integral blind |  |  | 1 | DOOR | TRUE | FALSE | FALSE
DO | Doors | HI | Hinged | DOHI-133 | 06 | DOHI-133.06 | DOOR: hinged, 1 1/2 leaves, 1300 clear opening, solid, anti-ligature, tall vision panel |  |  | 1 | DOOR | TRUE | FALSE | FALSE
DO | Doors | HI | Hinged | DOHI-133 | 07 | DOHI-133.07 | DOOR: hinged, 1 1/2 leaves, 1300 clear opening, solid, anti-ligature, tall vision panel, with integral blind |  |  | 1 | DOOR | TRUE | FALSE | FALSE
DO | Doors | HI | Hinged | DOHI-133 | 08 | DOHI-133.08 | DOOR: hinged, 1 1/2 leaves, 1300 clear opening, solid, anti-ligature, tall vision panel, with switchable glass |  |  | 1 | DOOR | TRUE | FALSE | FALSE
DO | Doors | HI | Hinged | DOHI-133 | 09 | DOHI-133.09 | DOOR: hinged, 1 1/2 leaves, 1300 clear opening, solid, anti-ligature and anti-barricade, tall vision panel |  |  | 1 | DOOR | TRUE | FALSE | FALSE
DO | Doors | HI | Hinged | DOHI-133 | 10 | DOHI-133.10 | DOOR: hinged, 1 1/2 leaves, 1300 clear opening, solid, anti-ligature and anti-barricade, tall vision panel, with integral blind |  |  | 1 | DOOR | TRUE | FALSE | FALSE
DO | Doors | HI | Hinged | DOHI-133 | 11 | DOHI-133.11 | DOOR: hinged, 1 1/2 leaves, 1300 clear opening, solid, anti-ligature and anti-barricade, tall vision panel, with switchable glass |  |  | 1 | DOOR | TRUE | FALSE | FALSE
DO | Doors | HI | Hinged | DOHI-134 | 01 | DOHI-134.01 | DOOR: hinged, 1 1/2 leaves, 1400 clear opening, solid, tall vision panel |  |  | 1 | DOOR | TRUE | FALSE | FALSE
DO | Doors | HI | Hinged | DOHI-134 | 02 | DOHI-134.02 | DOOR: hinged, 1 1/2 leaves, 1400 clear opening, solid, tall vision panel, with integral blind |  |  | 1 | DOOR | TRUE | FALSE | FALSE
DO | Doors | HI | Hinged | DOHI-134 | 03 | DOHI-134.03 | DOOR: hinged, 1 1/2 leaves, 1400 clear opening, solid, tall vision panel, with switchable glass |  |  | 1 | DOOR | TRUE | FALSE | FALSE
DO | Doors | HI | Hinged | DOHI-134 | 04 | DOHI-134.04 | DOOR: hinged, 1 1/2 leaves, 1400 clear opening, solid, shielded, tall vision panel, lead glass |  |  | 1 | DOOR | TRUE | FALSE | FALSE
DO | Doors | HI | Hinged | DOHI-134 | 05 | DOHI-134.05 | DOOR: hinged, 1 1/2 leaves, 1400 clear opening, solid, shielded, tall vision panel, lead glass, with integral blind |  |  | 1 | DOOR | TRUE | FALSE | FALSE
DO | Doors | HI | Hinged | DOHI-134 | 06 | DOHI-134.06 | DOOR: hinged, 1 1/2 leaves, 1400 clear opening, solid, anti-ligature, tall vision panel |  |  | 1 | DOOR | TRUE | FALSE | FALSE
DO | Doors | HI | Hinged | DOHI-134 | 07 | DOHI-134.07 | DOOR: hinged, 1 1/2 leaves, 1400 clear opening, solid, anti-ligature, tall vision panel, with integral blind |  |  | 1 | DOOR | TRUE | FALSE | FALSE
DO | Doors | HI | Hinged | DOHI-134 | 08 | DOHI-134.08 | DOOR: hinged, 1 1/2 leaves, 1400 clear opening, solid, anti-ligature, tall vision panel, with switchable glass |  |  | 1 | DOOR | TRUE | FALSE | FALSE
DO | Doors | HI | Hinged | DOHI-134 | 09 | DOHI-134.09 | DOOR: hinged, 1 1/2 leaves, 1400 clear opening, solid, anti-ligature and anti-barricade, tall vision panel |  |  | 1 | DOOR | TRUE | FALSE | FALSE
DO | Doors | HI | Hinged | DOHI-134 | 10 | DOHI-134.10 | DOOR: hinged, 1 1/2 leaves, 1400 clear opening, solid, anti-ligature and anti-barricade, tall vision panel, with integral blind |  |  | 1 | DOOR | TRUE | FALSE | FALSE
DO | Doors | HI | Hinged | DOHI-134 | 11 | DOHI-134.11 | DOOR: hinged, 1 1/2 leaves, 1400 clear opening, solid, anti-ligature and anti-barricade, tall vision panel, with switchable glass |  |  | 1 | DOOR | TRUE | FALSE | FALSE
DO | Doors | HI | Hinged | DOHI-135 | 01 | DOHI-135.01 | DOOR: hinged, 1 1/2 leaves, 1500 clear opening, solid, tall vision panel |  |  | 1 | DOOR | TRUE | FALSE | FALSE
DO | Doors | HI | Hinged | DOHI-135 | 02 | DOHI-135.02 | DOOR: hinged, 1 1/2 leaves, 1500 clear opening, solid, tall vision panel, with integral blind |  |  | 1 | DOOR | TRUE | FALSE | FALSE
DO | Doors | HI | Hinged | DOHI-135 | 03 | DOHI-135.03 | DOOR: hinged, 1 1/2 leaves, 1500 clear opening, solid, tall vision panel, with switchable glass |  |  | 1 | DOOR | TRUE | FALSE | FALSE
DO | Doors | HI | Hinged | DOHI-135 | 04 | DOHI-135.04 | DOOR: hinged, 1 1/2 leaves, 1500 clear opening, solid, shielded, tall vision panel, lead glass |  |  | 1 | DOOR | TRUE | FALSE | FALSE
DO | Doors | HI | Hinged | DOHI-135 | 05 | DOHI-135.05 | DOOR: hinged, 1 1/2 leaves, 1500 clear opening, solid, shielded, tall vision panel, lead glass, with integral blind |  |  | 1 | DOOR | TRUE | FALSE | FALSE
DO | Doors | HI | Hinged | DOHI-135 | 06 | DOHI-135.06 | DOOR: hinged, 1 1/2 leaves, 1500 clear opening, solid, anti-ligature, tall vision panel |  |  | 1 | DOOR | TRUE | FALSE | FALSE
DO | Doors | HI | Hinged | DOHI-135 | 07 | DOHI-135.07 | DOOR: hinged, 1 1/2 leaves, 1500 clear opening, solid, anti-ligature, tall vision panel, with integral blind |  |  | 1 | DOOR | TRUE | FALSE | FALSE
DO | Doors | HI | Hinged | DOHI-135 | 08 | DOHI-135.08 | DOOR: hinged, 1 1/2 leaves, 1500 clear opening, solid, anti-ligature, tall vision panel, with switchable glass |  |  | 1 | DOOR | TRUE | FALSE | FALSE
DO | Doors | HI | Hinged | DOHI-135 | 09 | DOHI-135.09 | DOOR: hinged, 1 1/2 leaves, 1500 clear opening, solid, anti-ligature and anti-barricade, tall vision panel |  |  | 1 | DOOR | TRUE | FALSE | FALSE
DO | Doors | HI | Hinged | DOHI-135 | 10 | DOHI-135.10 | DOOR: hinged, 1 1/2 leaves, 1500 clear opening, solid, anti-ligature and anti-barricade, tall vision panel, with integral blind |  |  | 1 | DOOR | TRUE | FALSE | FALSE
DO | Doors | HI | Hinged | DOHI-135 | 11 | DOHI-135.11 | DOOR: hinged, 1 1/2 leaves, 1500 clear opening, solid, anti-ligature and anti-barricade, tall vision panel, with switchable glass |  |  | 1 | DOOR | TRUE | FALSE | FALSE
DO | Doors | HI | Hinged | DOHI-136 | 01 | DOHI-136.01 | DOOR: hinged, 1 1/2 leaves, 1600 clear opening, solid, tall vision panel |  |  | 1 | DOOR | TRUE | FALSE | FALSE
DO | Doors | HI | Hinged | DOHI-136 | 02 | DOHI-136.02 | DOOR: hinged, 1 1/2 leaves, 1600 clear opening, solid, tall vision panel, with integral blind |  |  | 1 | DOOR | TRUE | FALSE | FALSE
DO | Doors | HI | Hinged | DOHI-136 | 03 | DOHI-136.03 | DOOR: hinged, 1 1/2 leaves, 1600 clear opening, solid, tall vision panel, with switchable glass |  |  | 1 | DOOR | TRUE | FALSE | FALSE
DO | Doors | HI | Hinged | DOHI-136 | 04 | DOHI-136.04 | DOOR: hinged, 1 1/2 leaves, 1600 clear opening, solid, shielded, tall vision panel, lead glass |  |  | 1 | DOOR | TRUE | FALSE | FALSE
DO | Doors | HI | Hinged | DOHI-136 | 05 | DOHI-136.05 | DOOR: hinged, 1 1/2 leaves, 1600 clear opening, solid, shielded, tall vision panel, lead glass, with integral blind |  |  | 1 | DOOR | TRUE | FALSE | FALSE
DO | Doors | HI | Hinged | DOHI-136 | 06 | DOHI-136.06 | DOOR: hinged, 1 1/2 leaves, 1600 clear opening, solid, anti-ligature, tall vision panel |  |  | 1 | DOOR | TRUE | FALSE | FALSE
DO | Doors | HI | Hinged | DOHI-136 | 07 | DOHI-136.07 | DOOR: hinged, 1 1/2 leaves, 1600 clear opening, solid, anti-ligature, tall vision panel, with integral blind |  |  | 1 | DOOR | TRUE | FALSE | FALSE
DO | Doors | HI | Hinged | DOHI-136 | 08 | DOHI-136.08 | DOOR: hinged, 1 1/2 leaves, 1600 clear opening, solid, anti-ligature, tall vision panel, with switchable glass |  |  | 1 | DOOR | TRUE | FALSE | FALSE
DO | Doors | HI | Hinged | DOHI-136 | 09 | DOHI-136.09 | DOOR: hinged, 1 1/2 leaves, 1600 clear opening, solid, anti-ligature and anti-barricade, tall vision panel |  |  | 1 | DOOR | TRUE | FALSE | FALSE
DO | Doors | HI | Hinged | DOHI-136 | 10 | DOHI-136.10 | DOOR: hinged, 1 1/2 leaves, 1600 clear opening, solid, anti-ligature and anti-barricade, tall vision panel, with integral blind |  |  | 1 | DOOR | TRUE | FALSE | FALSE
DO | Doors | HI | Hinged | DOHI-136 | 11 | DOHI-136.11 | DOOR: hinged, 1 1/2 leaves, 1600 clear opening, solid, anti-ligature and anti-barricade, tall vision panel, with switchable glass |  |  | 1 | DOOR | TRUE | FALSE | FALSE
DO | Doors | HI | Hinged | DOHI-141 | 01 | DOHI-141.01 | DOOR: hinged, 1 1/2 leaves, 1100 clear opening, solid, wide vision panel |  |  | 1 | DOOR | TRUE | FALSE | FALSE
DO | Doors | HI | Hinged | DOHI-141 | 02 | DOHI-141.02 | DOOR: hinged, 1 1/2 leaves, 1100 clear opening, solid, wide vision panel, with integral blind |  |  | 1 | DOOR | TRUE | FALSE | FALSE
DO | Doors | HI | Hinged | DOHI-141 | 03 | DOHI-141.03 | DOOR: hinged, 1 1/2 leaves, 1100 clear opening, solid, wide vision panel, with switchable glass |  |  | 1 | DOOR | TRUE | FALSE | FALSE
DO | Doors | HI | Hinged | DOHI-141 | 04 | DOHI-141.04 | DOOR: hinged, 1 1/2 leaves, 1100 clear opening, solid, shielded, wide vision panel, lead glass |  |  | 1 | DOOR | TRUE | FALSE | FALSE
DO | Doors | HI | Hinged | DOHI-141 | 05 | DOHI-141.05 | DOOR: hinged, 1 1/2 leaves, 1100 clear opening, solid, shielded, wide vision panel, lead glass, with integral blind |  |  | 1 | DOOR | TRUE | FALSE | FALSE
DO | Doors | HI | Hinged | DOHI-141 | 06 | DOHI-141.06 | DOOR: hinged, 1 1/2 leaves, 1100 clear opening, solid, anti-ligature, wide vision panel |  |  | 1 | DOOR | TRUE | FALSE | FALSE
DO | Doors | HI | Hinged | DOHI-141 | 07 | DOHI-141.07 | DOOR: hinged, 1 1/2 leaves, 1100 clear opening, solid, anti-ligature, wide vision panel, with integral blind |  |  | 1 | DOOR | TRUE | FALSE | FALSE
DO | Doors | HI | Hinged | DOHI-141 | 08 | DOHI-141.08 | DOOR: hinged, 1 1/2 leaves, 1100 clear opening, solid, anti-ligature, wide vision panel, with switchable glass |  |  | 1 | DOOR | TRUE | FALSE | FALSE
DO | Doors | HI | Hinged | DOHI-141 | 09 | DOHI-141.09 | DOOR: hinged, 1 1/2 leaves, 1100 clear opening, solid, anti-ligature and anti-barricade, wide vision panel |  |  | 1 | DOOR | TRUE | FALSE | FALSE
DO | Doors | HI | Hinged | DOHI-141 | 10 | DOHI-141.10 | DOOR: hinged, 1 1/2 leaves, 1100 clear opening, solid, anti-ligature and anti-barricade, wide vision panel, with integral blind |  |  | 1 | DOOR | TRUE | FALSE | FALSE
DO | Doors | HI | Hinged | DOHI-141 | 11 | DOHI-141.11 | DOOR: hinged, 1 1/2 leaves, 1100 clear opening, solid, anti-ligature and anti-barricade, wide vision panel, with switchable glass |  |  | 1 | DOOR | TRUE | FALSE | FALSE
DO | Doors | HI | Hinged | DOHI-142 | 01 | DOHI-142.01 | DOOR: hinged, 1 1/2 leaves, 1200 clear opening, solid, wide vision panel | DWGL-021 | DOOR: 1200mm c/o, 1 1/2 leaf, half glazed, solid core/glass, paint | 1 | DOOR | TRUE | FALSE | FALSE
DO | Doors | HI | Hinged | DOHI-142 | 02 | DOHI-142.02 | DOOR: hinged, 1 1/2 leaves, 1200 clear opening, solid, wide vision panel, with integral blind |  |  | 1 | DOOR | TRUE | FALSE | FALSE
DO | Doors | HI | Hinged | DOHI-142 | 03 | DOHI-142.03 | DOOR: hinged, 1 1/2 leaves, 1200 clear opening, solid, wide vision panel, with switchable glass |  |  | 1 | DOOR | TRUE | FALSE | FALSE
DO | Doors | HI | Hinged | DOHI-142 | 04 | DOHI-142.04 | DOOR: hinged, 1 1/2 leaves, 1200 clear opening, solid, shielded, wide vision panel, lead glass |  |  | 1 | DOOR | TRUE | FALSE | FALSE
DO | Doors | HI | Hinged | DOHI-142 | 05 | DOHI-142.05 | DOOR: hinged, 1 1/2 leaves, 1200 clear opening, solid, shielded, wide vision panel, lead glass, with integral blind |  |  | 1 | DOOR | TRUE | FALSE | FALSE
DO | Doors | HI | Hinged | DOHI-142 | 06 | DOHI-142.06 | DOOR: hinged, 1 1/2 leaves, 1200 clear opening, solid, anti-ligature, wide vision panel |  |  | 1 | DOOR | TRUE | FALSE | FALSE
DO | Doors | HI | Hinged | DOHI-142 | 07 | DOHI-142.07 | DOOR: hinged, 1 1/2 leaves, 1200 clear opening, solid, anti-ligature, wide vision panel, with integral blind |  |  | 1 | DOOR | TRUE | FALSE | FALSE
DO | Doors | HI | Hinged | DOHI-142 | 08 | DOHI-142.08 | DOOR: hinged, 1 1/2 leaves, 1200 clear opening, solid, anti-ligature, wide vision panel, with switchable glass |  |  | 1 | DOOR | TRUE | FALSE | FALSE
DO | Doors | HI | Hinged | DOHI-142 | 09 | DOHI-142.09 | DOOR: hinged, 1 1/2 leaves, 1200 clear opening, solid, anti-ligature and anti-barricade, wide vision panel |  |  | 1 | DOOR | TRUE | FALSE | FALSE
DO | Doors | HI | Hinged | DOHI-142 | 10 | DOHI-142.10 | DOOR: hinged, 1 1/2 leaves, 1200 clear opening, solid, anti-ligature and anti-barricade, wide vision panel, with integral blind |  |  | 1 | DOOR | TRUE | FALSE | FALSE
DO | Doors | HI | Hinged | DOHI-142 | 11 | DOHI-142.11 | DOOR: hinged, 1 1/2 leaves, 1200 clear opening, solid, anti-ligature and anti-barricade, wide vision panel, with switchable glass |  |  | 1 | DOOR | TRUE | FALSE | FALSE
DO | Doors | HI | Hinged | DOHI-143 | 01 | DOHI-143.01 | DOOR: hinged, 1 1/2 leaves, 1300 clear opening, solid, wide vision panel |  |  | 1 | DOOR | TRUE | FALSE | FALSE
DO | Doors | HI | Hinged | DOHI-143 | 02 | DOHI-143.02 | DOOR: hinged, 1 1/2 leaves, 1300 clear opening, solid, wide vision panel, with integral blind |  |  | 1 | DOOR | TRUE | FALSE | FALSE
DO | Doors | HI | Hinged | DOHI-143 | 03 | DOHI-143.03 | DOOR: hinged, 1 1/2 leaves, 1300 clear opening, solid, wide vision panel, with switchable glass |  |  | 1 | DOOR | TRUE | FALSE | FALSE
DO | Doors | HI | Hinged | DOHI-143 | 04 | DOHI-143.04 | DOOR: hinged, 1 1/2 leaves, 1300 clear opening, solid, shielded, wide vision panel, lead glass |  |  | 1 | DOOR | TRUE | FALSE | FALSE
DO | Doors | HI | Hinged | DOHI-143 | 05 | DOHI-143.05 | DOOR: hinged, 1 1/2 leaves, 1300 clear opening, solid, shielded, wide vision panel, lead glass, with integral blind |  |  | 1 | DOOR | TRUE | FALSE | FALSE
DO | Doors | HI | Hinged | DOHI-143 | 06 | DOHI-143.06 | DOOR: hinged, 1 1/2 leaves, 1300 clear opening, solid, anti-ligature, wide vision panel |  |  | 1 | DOOR | TRUE | FALSE | FALSE
DO | Doors | HI | Hinged | DOHI-143 | 07 | DOHI-143.07 | DOOR: hinged, 1 1/2 leaves, 1300 clear opening, solid, anti-ligature, wide vision panel, with integral blind |  |  | 1 | DOOR | TRUE | FALSE | FALSE
DO | Doors | HI | Hinged | DOHI-143 | 08 | DOHI-143.08 | DOOR: hinged, 1 1/2 leaves, 1300 clear opening, solid, anti-ligature, wide vision panel, with switchable glass |  |  | 1 | DOOR | TRUE | FALSE | FALSE
DO | Doors | HI | Hinged | DOHI-143 | 09 | DOHI-143.09 | DOOR: hinged, 1 1/2 leaves, 1300 clear opening, solid, anti-ligature and anti-barricade, wide vision panel |  |  | 1 | DOOR | TRUE | FALSE | FALSE
DO | Doors | HI | Hinged | DOHI-143 | 10 | DOHI-143.10 | DOOR: hinged, 1 1/2 leaves, 1300 clear opening, solid, anti-ligature and anti-barricade, wide vision panel, with integral blind |  |  | 1 | DOOR | TRUE | FALSE | FALSE
DO | Doors | HI | Hinged | DOHI-143 | 11 | DOHI-143.11 | DOOR: hinged, 1 1/2 leaves, 1300 clear opening, solid, anti-ligature and anti-barricade, wide vision panel, with switchable glass |  |  | 1 | DOOR | TRUE | FALSE | FALSE
DO | Doors | HI | Hinged | DOHI-144 | 01 | DOHI-144.01 | DOOR: hinged, 1 1/2 leaves, 1400 clear opening, solid, wide vision panel | DWGL-031; DWGL-032 | DOOR: 1400mm c/o, 1 1/2 leaf, half glazed, solid core/glass, paint; DOOR: 1400mm c/o, 1 1/2 leaf, half glazed, solid core/safety glass, paint | 1 | DOOR | TRUE | FALSE | TRUE
DO | Doors | HI | Hinged | DOHI-144 | 02 | DOHI-144.02 | DOOR: hinged, 1 1/2 leaves, 1400 clear opening, solid, wide vision panel, with integral blind |  |  | 1 | DOOR | TRUE | FALSE | TRUE
DO | Doors | HI | Hinged | DOHI-144 | 03 | DOHI-144.03 | DOOR: hinged, 1 1/2 leaves, 1400 clear opening, solid, wide vision panel, with switchable glass |  |  | 1 | DOOR | TRUE | FALSE | FALSE
DO | Doors | HI | Hinged | DOHI-144 | 04 | DOHI-144.04 | DOOR: hinged, 1 1/2 leaves, 1400 clear opening, solid, shielded, wide vision panel, lead glass |  |  | 1 | DOOR | TRUE | FALSE | FALSE
DO | Doors | HI | Hinged | DOHI-144 | 05 | DOHI-144.05 | DOOR: hinged, 1 1/2 leaves, 1400 clear opening, solid, shielded, wide vision panel, lead glass, with integral blind |  |  | 1 | DOOR | TRUE | FALSE | FALSE
DO | Doors | HI | Hinged | DOHI-144 | 06 | DOHI-144.06 | DOOR: hinged, 1 1/2 leaves, 1400 clear opening, solid, anti-ligature, wide vision panel |  |  | 1 | DOOR | TRUE | FALSE | FALSE
DO | Doors | HI | Hinged | DOHI-144 | 07 | DOHI-144.07 | DOOR: hinged, 1 1/2 leaves, 1400 clear opening, solid, anti-ligature, wide vision panel, with integral blind |  |  | 1 | DOOR | TRUE | FALSE | FALSE
DO | Doors | HI | Hinged | DOHI-144 | 08 | DOHI-144.08 | DOOR: hinged, 1 1/2 leaves, 1400 clear opening, solid, anti-ligature, wide vision panel, with switchable glass |  |  | 1 | DOOR | TRUE | FALSE | FALSE
DO | Doors | HI | Hinged | DOHI-144 | 09 | DOHI-144.09 | DOOR: hinged, 1 1/2 leaves, 1400 clear opening, solid, anti-ligature and anti-barricade, wide vision panel |  |  | 1 | DOOR | TRUE | FALSE | FALSE
DO | Doors | HI | Hinged | DOHI-144 | 10 | DOHI-144.10 | DOOR: hinged, 1 1/2 leaves, 1400 clear opening, solid, anti-ligature and anti-barricade, wide vision panel, with integral blind |  |  | 1 | DOOR | TRUE | FALSE | FALSE
DO | Doors | HI | Hinged | DOHI-144 | 11 | DOHI-144.11 | DOOR: hinged, 1 1/2 leaves, 1400 clear opening, solid, anti-ligature and anti-barricade, wide vision panel, with switchable glass |  |  | 1 | DOOR | TRUE | FALSE | FALSE
DO | Doors | HI | Hinged | DOHI-145 | 01 | DOHI-145.01 | DOOR: hinged, 1 1/2 leaves, 1500 clear opening, solid, wide vision panel | DWGL-041 | DOOR: 1500mm c/o, 1 1/2 leaf, half glazed, solid core/glass, paint | 1 | DOOR | TRUE | FALSE | FALSE
DO | Doors | HI | Hinged | DOHI-145 | 02 | DOHI-145.02 | DOOR: hinged, 1 1/2 leaves, 1500 clear opening, solid, wide vision panel, with integral blind |  |  | 1 | DOOR | TRUE | FALSE | FALSE
DO | Doors | HI | Hinged | DOHI-145 | 03 | DOHI-145.03 | DOOR: hinged, 1 1/2 leaves, 1500 clear opening, solid, wide vision panel, with switchable glass |  |  | 1 | DOOR | TRUE | FALSE | FALSE
DO | Doors | HI | Hinged | DOHI-145 | 04 | DOHI-145.04 | DOOR: hinged, 1 1/2 leaves, 1500 clear opening, solid, shielded, wide vision panel, lead glass |  |  | 1 | DOOR | TRUE | FALSE | FALSE
DO | Doors | HI | Hinged | DOHI-145 | 05 | DOHI-145.05 | DOOR: hinged, 1 1/2 leaves, 1500 clear opening, solid, shielded, wide vision panel, lead glass, with integral blind |  |  | 1 | DOOR | TRUE | FALSE | FALSE
DO | Doors | HI | Hinged | DOHI-145 | 06 | DOHI-145.06 | DOOR: hinged, 1 1/2 leaves, 1500 clear opening, solid, anti-ligature, wide vision panel |  |  | 1 | DOOR | TRUE | FALSE | FALSE
DO | Doors | HI | Hinged | DOHI-145 | 07 | DOHI-145.07 | DOOR: hinged, 1 1/2 leaves, 1500 clear opening, solid, anti-ligature, wide vision panel, with integral blind |  |  | 1 | DOOR | TRUE | FALSE | FALSE
DO | Doors | HI | Hinged | DOHI-145 | 08 | DOHI-145.08 | DOOR: hinged, 1 1/2 leaves, 1500 clear opening, solid, anti-ligature, wide vision panel, with switchable glass |  |  | 1 | DOOR | TRUE | FALSE | FALSE
DO | Doors | HI | Hinged | DOHI-145 | 09 | DOHI-145.09 | DOOR: hinged, 1 1/2 leaves, 1500 clear opening, solid, anti-ligature and anti-barricade, wide vision panel |  |  | 1 | DOOR | TRUE | FALSE | FALSE
DO | Doors | HI | Hinged | DOHI-145 | 10 | DOHI-145.10 | DOOR: hinged, 1 1/2 leaves, 1500 clear opening, solid, anti-ligature and anti-barricade, wide vision panel, with integral blind |  |  | 1 | DOOR | TRUE | FALSE | FALSE
DO | Doors | HI | Hinged | DOHI-145 | 11 | DOHI-145.11 | DOOR: hinged, 1 1/2 leaves, 1500 clear opening, solid, anti-ligature and anti-barricade, wide vision panel, with switchable glass |  |  | 1 | DOOR | TRUE | FALSE | FALSE
DO | Doors | HI | Hinged | DOHI-146 | 01 | DOHI-146.01 | DOOR: hinged, 1 1/2 leaves, 1600 clear opening, solid, wide vision panel |  |  | 1 | DOOR | TRUE | FALSE | FALSE
DO | Doors | HI | Hinged | DOHI-146 | 02 | DOHI-146.02 | DOOR: hinged, 1 1/2 leaves, 1600 clear opening, solid, wide vision panel, with integral blind |  |  | 1 | DOOR | TRUE | FALSE | FALSE
DO | Doors | HI | Hinged | DOHI-146 | 03 | DOHI-146.03 | DOOR: hinged, 1 1/2 leaves, 1600 clear opening, solid, wide vision panel, with switchable glass |  |  | 1 | DOOR | TRUE | FALSE | FALSE
DO | Doors | HI | Hinged | DOHI-146 | 04 | DOHI-146.04 | DOOR: hinged, 1 1/2 leaves, 1600 clear opening, solid, shielded, wide vision panel, lead glass |  |  | 1 | DOOR | TRUE | FALSE | FALSE
DO | Doors | HI | Hinged | DOHI-146 | 05 | DOHI-146.05 | DOOR: hinged, 1 1/2 leaves, 1600 clear opening, solid, shielded, wide vision panel, lead glass, with integral blind |  |  | 1 | DOOR | TRUE | FALSE | FALSE
DO | Doors | HI | Hinged | DOHI-146 | 06 | DOHI-146.06 | DOOR: hinged, 1 1/2 leaves, 1600 clear opening, solid, anti-ligature, wide vision panel |  |  | 1 | DOOR | TRUE | FALSE | FALSE
DO | Doors | HI | Hinged | DOHI-146 | 07 | DOHI-146.07 | DOOR: hinged, 1 1/2 leaves, 1600 clear opening, solid, anti-ligature, wide vision panel, with integral blind |  |  | 1 | DOOR | TRUE | FALSE | FALSE
DO | Doors | HI | Hinged | DOHI-146 | 08 | DOHI-146.08 | DOOR: hinged, 1 1/2 leaves, 1600 clear opening, solid, anti-ligature, wide vision panel, with switchable glass |  |  | 1 | DOOR | TRUE | FALSE | FALSE
DO | Doors | HI | Hinged | DOHI-146 | 09 | DOHI-146.09 | DOOR: hinged, 1 1/2 leaves, 1600 clear opening, solid, anti-ligature and anti-barricade, wide vision panel |  |  | 1 | DOOR | TRUE | FALSE | FALSE
DO | Doors | HI | Hinged | DOHI-146 | 10 | DOHI-146.10 | DOOR: hinged, 1 1/2 leaves, 1600 clear opening, solid, anti-ligature and anti-barricade, wide vision panel, with integral blind |  |  | 1 | DOOR | TRUE | FALSE | FALSE
DO | Doors | HI | Hinged | DOHI-146 | 11 | DOHI-146.11 | DOOR: hinged, 1 1/2 leaves, 1600 clear opening, solid, anti-ligature and anti-barricade, wide vision panel, with switchable glass |  |  | 1 | DOOR | TRUE | FALSE | FALSE
DO | Doors | HI | Hinged | DOHI-151 | 01 | DOHI-151.01 | DOOR: hinged, 1 1/2 leaves, 1100 clear opening, solid, fire rated, fire vision panel |  |  | 1 | DOOR | TRUE | FALSE | FALSE
DO | Doors | HI | Hinged | DOHI-151 | 02 | DOHI-151.02 | DOOR: hinged, 1 1/2 leaves, 1100 clear opening, solid, fire rated, fire vision panel, with cover |  |  | 1 | DOOR | TRUE | FALSE | FALSE
DO | Doors | HI | Hinged | DOHI-151 | 03 | DOHI-151.03 | DOOR: hinged, 1 1/2 leaves, 1100 clear opening, solid, fire rated, shielded, fire vision panel, lead glass |  |  | 1 | DOOR | TRUE | FALSE | FALSE
DO | Doors | HI | Hinged | DOHI-151 | 04 | DOHI-151.04 | DOOR: hinged, 1 1/2 leaves, 1100 clear opening, solid, fire rated, shielded, fire vision panel, lead glass, with cover |  |  | 1 | DOOR | TRUE | FALSE | FALSE
DO | Doors | HI | Hinged | DOHI-151 | 05 | DOHI-151.05 | DOOR: hinged, 1 1/2 leaves, 1100 clear opening, solid, fire rated, anti-ligature, fire vision panel |  |  | 1 | DOOR | TRUE | FALSE | FALSE
DO | Doors | HI | Hinged | DOHI-152 | 01 | DOHI-152.01 | DOOR: hinged, 1 1/2 leaves, 1200 clear opening, solid, fire rated, fire vision panel |  |  | 1 | DOOR | TRUE | FALSE | FALSE
DO | Doors | HI | Hinged | DOHI-152 | 02 | DOHI-152.02 | DOOR: hinged, 1 1/2 leaves, 1200 clear opening, solid, fire rated, fire vision panel, with cover |  |  | 1 | DOOR | TRUE | FALSE | FALSE
DO | Doors | HI | Hinged | DOHI-152 | 03 | DOHI-152.03 | DOOR: hinged, 1 1/2 leaves, 1200 clear opening, solid, fire rated, shielded, fire vision panel, lead glass |  |  | 1 | DOOR | TRUE | FALSE | FALSE
DO | Doors | HI | Hinged | DOHI-152 | 04 | DOHI-152.04 | DOOR: hinged, 1 1/2 leaves, 1200 clear opening, solid, fire rated, shielded, fire vision panel, lead glass, with cover |  |  | 1 | DOOR | TRUE | FALSE | FALSE
DO | Doors | HI | Hinged | DOHI-152 | 05 | DOHI-152.05 | DOOR: hinged, 1 1/2 leaves, 1200 clear opening, solid, fire rated, anti-ligature, fire vision panel |  |  | 1 | DOOR | TRUE | FALSE | FALSE
DO | Doors | HI | Hinged | DOHI-153 | 01 | DOHI-153.01 | DOOR: hinged, 1 1/2 leaves, 1300 clear opening, solid, fire rated, fire vision panel |  |  | 1 | DOOR | TRUE | FALSE | FALSE
DO | Doors | HI | Hinged | DOHI-153 | 02 | DOHI-153.02 | DOOR: hinged, 1 1/2 leaves, 1300 clear opening, solid, fire rated, fire vision panel, with cover |  |  | 1 | DOOR | TRUE | FALSE | FALSE
DO | Doors | HI | Hinged | DOHI-153 | 03 | DOHI-153.03 | DOOR: hinged, 1 1/2 leaves, 1300 clear opening, solid, fire rated, shielded, fire vision panel, lead glass |  |  | 1 | DOOR | TRUE | FALSE | FALSE
DO | Doors | HI | Hinged | DOHI-153 | 04 | DOHI-153.04 | DOOR: hinged, 1 1/2 leaves, 1300 clear opening, solid, fire rated, shielded, fire vision panel, lead glass, with cover |  |  | 1 | DOOR | TRUE | FALSE | FALSE
DO | Doors | HI | Hinged | DOHI-153 | 05 | DOHI-153.05 | DOOR: hinged, 1 1/2 leaves, 1300 clear opening, solid, fire rated, anti-ligature, fire vision panel |  |  | 1 | DOOR | TRUE | FALSE | FALSE
DO | Doors | HI | Hinged | DOHI-154 | 01 | DOHI-154.01 | DOOR: hinged, 1 1/2 leaves, 1400 clear opening, solid, fire rated, fire vision panel |  |  | 1 | DOOR | TRUE | FALSE | FALSE
DO | Doors | HI | Hinged | DOHI-154 | 02 | DOHI-154.02 | DOOR: hinged, 1 1/2 leaves, 1400 clear opening, solid, fire rated, fire vision panel, with cover |  |  | 1 | DOOR | TRUE | FALSE | FALSE
DO | Doors | HI | Hinged | DOHI-154 | 03 | DOHI-154.03 | DOOR: hinged, 1 1/2 leaves, 1400 clear opening, solid, fire rated, shielded, fire vision panel, lead glass |  |  | 1 | DOOR | TRUE | FALSE | FALSE
DO | Doors | HI | Hinged | DOHI-154 | 04 | DOHI-154.04 | DOOR: hinged, 1 1/2 leaves, 1400 clear opening, solid, fire rated, shielded, fire vision panel, lead glass, with cover |  |  | 1 | DOOR | TRUE | FALSE | FALSE
DO | Doors | HI | Hinged | DOHI-154 | 05 | DOHI-154.05 | DOOR: hinged, 1 1/2 leaves, 1400 clear opening, solid, fire rated, anti-ligature, fire vision panel |  |  | 1 | DOOR | TRUE | FALSE | FALSE
DO | Doors | HI | Hinged | DOHI-155 | 01 | DOHI-155.01 | DOOR: hinged, 1 1/2 leaves, 1500 clear opening, solid, fire rated, fire vision panel |  |  | 1 | DOOR | TRUE | FALSE | FALSE
DO | Doors | HI | Hinged | DOHI-155 | 02 | DOHI-155.02 | DOOR: hinged, 1 1/2 leaves, 1500 clear opening, solid, fire rated, fire vision panel, with cover |  |  | 1 | DOOR | TRUE | FALSE | FALSE
DO | Doors | HI | Hinged | DOHI-155 | 03 | DOHI-155.03 | DOOR: hinged, 1 1/2 leaves, 1500 clear opening, solid, fire rated, shielded, fire vision panel, lead glass |  |  | 1 | DOOR | TRUE | FALSE | FALSE
DO | Doors | HI | Hinged | DOHI-155 | 04 | DOHI-155.04 | DOOR: hinged, 1 1/2 leaves, 1500 clear opening, solid, fire rated, shielded, fire vision panel, lead glass, with cover |  |  | 1 | DOOR | TRUE | FALSE | FALSE
DO | Doors | HI | Hinged | DOHI-155 | 05 | DOHI-155.05 | DOOR: hinged, 1 1/2 leaves, 1500 clear opening, solid, fire rated, anti-ligature, fire vision panel |  |  | 1 | DOOR | TRUE | FALSE | FALSE
DO | Doors | HI | Hinged | DOHI-156 | 01 | DOHI-156.01 | DOOR: hinged, 1 1/2 leaves, 1600 clear opening, solid, fire rated, fire vision panel |  |  | 1 | DOOR | TRUE | FALSE | FALSE
DO | Doors | HI | Hinged | DOHI-156 | 02 | DOHI-156.02 | DOOR: hinged, 1 1/2 leaves, 1600 clear opening, solid, fire rated, fire vision panel, with cover |  |  | 1 | DOOR | TRUE | FALSE | FALSE
DO | Doors | HI | Hinged | DOHI-156 | 03 | DOHI-156.03 | DOOR: hinged, 1 1/2 leaves, 1600 clear opening, solid, fire rated, shielded, fire vision panel, lead glass |  |  | 1 | DOOR | TRUE | FALSE | FALSE
DO | Doors | HI | Hinged | DOHI-156 | 04 | DOHI-156.04 | DOOR: hinged, 1 1/2 leaves, 1600 clear opening, solid, fire rated, shielded, fire vision panel, lead glass, with cover |  |  | 1 | DOOR | TRUE | FALSE | FALSE
DO | Doors | HI | Hinged | DOHI-156 | 05 | DOHI-156.05 | DOOR: hinged, 1 1/2 leaves, 1600 clear opening, solid, fire rated, anti-ligature, fire vision panel |  |  | 1 | DOOR | TRUE | FALSE | FALSE
DO | Doors | HI | Hinged | DOHI-161 | 01 | DOHI-161.01 | DOOR: hinged, 1 1/2 leaves, 1100 clear opening, fully glazed, framed |  |  | 1 | DOOR | TRUE | FALSE | FALSE
DO | Doors | HI | Hinged | DOHI-161 | 02 | DOHI-161.02 | DOOR: hinged, 1 1/2 leaves, 1100 clear opening, fully glazed, framed, with integral blinds |  |  | 1 | DOOR | TRUE | FALSE | FALSE
DO | Doors | HI | Hinged | DOHI-161 | 03 | DOHI-161.03 | DOOR: hinged, 1 1/2 leaves, 1100 clear opening, fully glazed, framed, with switchable glass |  |  | 1 | DOOR | TRUE | FALSE | FALSE
DO | Doors | HI | Hinged | DOHI-162 | 01 | DOHI-162.01 | DOOR: hinged, 1 1/2 leaves, 1200 clear opening, fully glazed, framed |  |  | 1 | DOOR | TRUE | FALSE | FALSE
DO | Doors | HI | Hinged | DOHI-162 | 02 | DOHI-162.02 | DOOR: hinged, 1 1/2 leaves, 1200 clear opening, fully glazed, framed, with integral blinds |  |  | 1 | DOOR | TRUE | FALSE | FALSE
DO | Doors | HI | Hinged | DOHI-162 | 03 | DOHI-162.03 | DOOR: hinged, 1 1/2 leaves, 1200 clear opening, fully glazed, framed, with switchable glass |  |  | 1 | DOOR | TRUE | FALSE | FALSE
DO | Doors | HI | Hinged | DOHI-163 | 01 | DOHI-163.01 | DOOR: hinged, 1 1/2 leaves, 1300 clear opening, fully glazed, framed |  |  | 1 | DOOR | TRUE | FALSE | FALSE
DO | Doors | HI | Hinged | DOHI-163 | 02 | DOHI-163.02 | DOOR: hinged, 1 1/2 leaves, 1300 clear opening, fully glazed, framed, with integral blinds |  |  | 1 | DOOR | TRUE | FALSE | FALSE
DO | Doors | HI | Hinged | DOHI-163 | 03 | DOHI-163.03 | DOOR: hinged, 1 1/2 leaves, 1300 clear opening, fully glazed, framed, with switchable glass |  |  | 1 | DOOR | TRUE | FALSE | FALSE
DO | Doors | HI | Hinged | DOHI-164 | 01 | DOHI-164.01 | DOOR: hinged, 1 1/2 leaves, 1400 clear opening, fully glazed, framed | DWGL-030 | DOOR: 1400mm c/o, 1 1/2 leaf, fully glazed, alum/safety glass, powder coat/paint | 1 | DOOR | TRUE | FALSE | FALSE
DO | Doors | HI | Hinged | DOHI-164 | 02 | DOHI-164.02 | DOOR: hinged, 1 1/2 leaves, 1400 clear opening, fully glazed, framed, with integral blinds |  |  | 1 | DOOR | TRUE | FALSE | FALSE
DO | Doors | HI | Hinged | DOHI-164 | 03 | DOHI-164.03 | DOOR: hinged, 1 1/2 leaves, 1400 clear opening, fully glazed, framed, with switchable glass |  |  | 1 | DOOR | TRUE | FALSE | FALSE
DO | Doors | HI | Hinged | DOHI-165 | 01 | DOHI-165.01 | DOOR: hinged, 1 1/2 leaves, 1500 clear opening, fully glazed, framed | DWGL-040 | DOOR: 1500mm c/o ,1 1/2 leaf, fully glazed, alum/safety glass, powder coat/paint | 1 | DOOR | TRUE | FALSE | FALSE
DO | Doors | HI | Hinged | DOHI-165 | 02 | DOHI-165.02 | DOOR: hinged, 1 1/2 leaves, 1500 clear opening, fully glazed, framed, with integral blinds |  |  | 1 | DOOR | TRUE | FALSE | FALSE
DO | Doors | HI | Hinged | DOHI-165 | 03 | DOHI-165.03 | DOOR: hinged, 1 1/2 leaves, 1500 clear opening, fully glazed, framed, with switchable glass |  |  | 1 | DOOR | TRUE | FALSE | FALSE
DO | Doors | HI | Hinged | DOHI-166 | 01 | DOHI-166.01 | DOOR: hinged, 1 1/2 leaves, 1600 clear opening, fully glazed, framed |  |  | 1 | DOOR | TRUE | FALSE | FALSE
DO | Doors | HI | Hinged | DOHI-166 | 02 | DOHI-166.02 | DOOR: hinged, 1 1/2 leaves, 1600 clear opening, fully glazed, framed, with integral blinds |  |  | 1 | DOOR | TRUE | FALSE | FALSE
DO | Doors | HI | Hinged | DOHI-166 | 03 | DOHI-166.03 | DOOR: hinged, 1 1/2 leaves, 1600 clear opening, fully glazed, framed, with switchable glass |  |  | 1 | DOOR | TRUE | FALSE | FALSE
DO | Doors | HI | Hinged | DOHI-171 | 01 | DOHI-171.01 | DOOR: hinged, 1 1/2 leaves, 1100 clear opening, fully glazed, framed with mid-rail |  |  | 1 | DOOR | TRUE | FALSE | FALSE
DO | Doors | HI | Hinged | DOHI-171 | 02 | DOHI-171.02 | DOOR: hinged, 1 1/2 leaves, 1100 clear opening, fully glazed, framed with mid-rail, with integral blinds |  |  | 1 | DOOR | TRUE | FALSE | FALSE
DO | Doors | HI | Hinged | DOHI-171 | 03 | DOHI-171.03 | DOOR: hinged, 1 1/2 leaves, 1100 clear opening, fully glazed, framed with mid-rail, with switchable glass |  |  | 1 | DOOR | TRUE | FALSE | FALSE
DO | Doors | HI | Hinged | DOHI-172 | 01 | DOHI-172.01 | DOOR: hinged, 1 1/2 leaves, 1200 clear opening, fully glazed, framed with mid-rail |  |  | 1 | DOOR | TRUE | FALSE | FALSE
DO | Doors | HI | Hinged | DOHI-172 | 02 | DOHI-172.02 | DOOR: hinged, 1 1/2 leaves, 1200 clear opening, fully glazed, framed with mid-rail, with integral blinds |  |  | 1 | DOOR | TRUE | FALSE | FALSE
DO | Doors | HI | Hinged | DOHI-172 | 03 | DOHI-172.03 | DOOR: hinged, 1 1/2 leaves, 1200 clear opening, fully glazed, framed with mid-rail, with switchable glass |  |  | 1 | DOOR | TRUE | FALSE | FALSE
DO | Doors | HI | Hinged | DOHI-173 | 01 | DOHI-173.01 | DOOR: hinged, 1 1/2 leaves, 1300 clear opening, fully glazed, framed with mid-rail |  |  | 1 | DOOR | TRUE | FALSE | FALSE
DO | Doors | HI | Hinged | DOHI-173 | 02 | DOHI-173.02 | DOOR: hinged, 1 1/2 leaves, 1300 clear opening, fully glazed, framed with mid-rail, with integral blinds |  |  | 1 | DOOR | TRUE | FALSE | FALSE
DO | Doors | HI | Hinged | DOHI-173 | 03 | DOHI-173.03 | DOOR: hinged, 1 1/2 leaves, 1300 clear opening, fully glazed, framed with mid-rail, with switchable glass |  |  | 1 | DOOR | TRUE | FALSE | FALSE
DO | Doors | HI | Hinged | DOHI-174 | 01 | DOHI-174.01 | DOOR: hinged, 1 1/2 leaves, 1400 clear opening, fully glazed, framed with mid-rail |  |  | 1 | DOOR | TRUE | FALSE | FALSE
DO | Doors | HI | Hinged | DOHI-174 | 02 | DOHI-174.02 | DOOR: hinged, 1 1/2 leaves, 1400 clear opening, fully glazed, framed with mid-rail, with integral blinds |  |  | 1 | DOOR | TRUE | FALSE | FALSE
DO | Doors | HI | Hinged | DOHI-174 | 03 | DOHI-174.03 | DOOR: hinged, 1 1/2 leaves, 1400 clear opening, fully glazed, framed with mid-rail, with switchable glass |  |  | 1 | DOOR | TRUE | FALSE | FALSE
DO | Doors | HI | Hinged | DOHI-175 | 01 | DOHI-175.01 | DOOR: hinged, 1 1/2 leaves, 1500 clear opening, fully glazed, framed with mid-rail |  |  | 1 | DOOR | TRUE | FALSE | FALSE
DO | Doors | HI | Hinged | DOHI-175 | 02 | DOHI-175.02 | DOOR: hinged, 1 1/2 leaves, 1500 clear opening, fully glazed, framed with mid-rail, with integral blinds |  |  | 1 | DOOR | TRUE | FALSE | FALSE
DO | Doors | HI | Hinged | DOHI-175 | 03 | DOHI-175.03 | DOOR: hinged, 1 1/2 leaves, 1500 clear opening, fully glazed, framed with mid-rail, with switchable glass |  |  | 1 | DOOR | TRUE | FALSE | FALSE
DO | Doors | HI | Hinged | DOHI-176 | 01 | DOHI-176.01 | DOOR: hinged, 1 1/2 leaves, 1600 clear opening, fully glazed, framed with mid-rail |  |  | 1 | DOOR | TRUE | FALSE | FALSE
DO | Doors | HI | Hinged | DOHI-176 | 02 | DOHI-176.02 | DOOR: hinged, 1 1/2 leaves, 1600 clear opening, fully glazed, framed with mid-rail, with integral blinds |  |  | 1 | DOOR | TRUE | FALSE | FALSE
DO | Doors | HI | Hinged | DOHI-176 | 03 | DOHI-176.03 | DOOR: hinged, 1 1/2 leaves, 1600 clear opening, fully glazed, framed with mid-rail, with switchable glass |  |  | 1 | DOOR | TRUE | FALSE | FALSE
DO | Doors | HI | Hinged | DOHI-201 | 01 | DOHI-201.01 | DOOR: hinged, 2 leaves, 1500 clear opening, solid | DWSC-022 | DOOR: 1400mm c/o, double leaf, solid core, paint | 1 | DOOR | TRUE | FALSE | FALSE
DO | Doors | HI | Hinged | DOHI-201 | 02 | DOHI-201.02 | DOOR: hinged, 2 leaves, 1500 clear opening, solid, shielded |  |  | 1 | DOOR | TRUE | FALSE | FALSE
DO | Doors | HI | Hinged | DOHI-201 | 03 | DOHI-201.03 | DOOR: hinged, 2 leaves, 1500 clear opening, solid, anti-ligature |  |  | 1 | DOOR | TRUE | FALSE | FALSE
DO | Doors | HI | Hinged | DOHI-201 | 04 | DOHI-201.04 | DOOR: hinged, 2 leaves, 1500 clear opening, solid, anti-ligature and anti-barricade |  |  | 1 | DOOR | TRUE | FALSE | FALSE
DO | Doors | HI | Hinged | DOHI-201 | 05 | DOHI-201.05 | DOOR: hinged, 2 leaves, 1500 clear opening, solid, fire rated |  |  | 1 | DOOR | TRUE | FALSE | FALSE
DO | Doors | HI | Hinged | DOHI-201 | 06 | DOHI-201.06 | DOOR: hinged, 2 leaves, 1500 clear opening, solid, fire rated, shielded |  |  | 1 | DOOR | TRUE | FALSE | FALSE
DO | Doors | HI | Hinged | DOHI-201 | 07 | DOHI-201.07 | DOOR: hinged, 2 leaves, 1500 clear opening, solid, fire rated, anti-ligature |  |  | 1 | DOOR | TRUE | FALSE | FALSE
DO | Doors | HI | Hinged | DOHI-202 | 01 | DOHI-202.01 | DOOR: hinged, 2 leaves, 1600 clear opening, solid | DWSC-050 | DOOR: double leaf, solid core, paint, 180 deg | 1 | DOOR | TRUE | FALSE | FALSE
DO | Doors | HI | Hinged | DOHI-202 | 02 | DOHI-202.02 | DOOR: hinged, 2 leaves, 1600 clear opening, solid, shielded | DWSC-052 | DOOR: double leaf, solid core, with lead shielding, paint | 1 | DOOR | TRUE | FALSE | FALSE
DO | Doors | HI | Hinged | DOHI-202 | 03 | DOHI-202.03 | DOOR: hinged, 2 leaves, 1600 clear opening, solid, anti-ligature |  |  | 1 | DOOR | TRUE | FALSE | FALSE
DO | Doors | HI | Hinged | DOHI-202 | 04 | DOHI-202.04 | DOOR: hinged, 2 leaves, 1600 clear opening, solid, anti-ligature and anti-barricade |  |  | 1 | DOOR | TRUE | FALSE | FALSE
DO | Doors | HI | Hinged | DOHI-202 | 05 | DOHI-202.05 | DOOR: hinged, 2 leaves, 1600 clear opening, solid, fire rated |  |  | 1 | DOOR | TRUE | FALSE | FALSE
DO | Doors | HI | Hinged | DOHI-202 | 06 | DOHI-202.06 | DOOR: hinged, 2 leaves, 1600 clear opening, solid, fire rated, shielded |  |  | 1 | DOOR | TRUE | FALSE | FALSE
DO | Doors | HI | Hinged | DOHI-202 | 07 | DOHI-202.07 | DOOR: hinged, 2 leaves, 1600 clear opening, solid, fire rated, anti-ligature |  |  | 1 | DOOR | TRUE | FALSE | FALSE
DO | Doors | HI | Hinged | DOHI-203 | 01 | DOHI-203.01 | DOOR: hinged, 2 leaves, 1700 clear opening, solid |  |  | 1 | DOOR | TRUE | FALSE | FALSE
DO | Doors | HI | Hinged | DOHI-203 | 02 | DOHI-203.02 | DOOR: hinged, 2 leaves, 1700 clear opening, solid, shielded |  |  | 1 | DOOR | TRUE | FALSE | FALSE
DO | Doors | HI | Hinged | DOHI-203 | 03 | DOHI-203.03 | DOOR: hinged, 2 leaves, 1700 clear opening, solid, anti-ligature |  |  | 1 | DOOR | TRUE | FALSE | FALSE
DO | Doors | HI | Hinged | DOHI-203 | 04 | DOHI-203.04 | DOOR: hinged, 2 leaves, 1700 clear opening, solid, anti-ligature and anti-barricade |  |  | 1 | DOOR | TRUE | FALSE | FALSE
DO | Doors | HI | Hinged | DOHI-203 | 05 | DOHI-203.05 | DOOR: hinged, 2 leaves, 1700 clear opening, solid, fire rated |  |  | 1 | DOOR | TRUE | FALSE | FALSE
DO | Doors | HI | Hinged | DOHI-203 | 06 | DOHI-203.06 | DOOR: hinged, 2 leaves, 1700 clear opening, solid, fire rated, shielded |  |  | 1 | DOOR | TRUE | FALSE | FALSE
DO | Doors | HI | Hinged | DOHI-203 | 07 | DOHI-203.07 | DOOR: hinged, 2 leaves, 1700 clear opening, solid, fire rated, anti-ligature |  |  | 1 | DOOR | TRUE | FALSE | FALSE
DO | Doors | HI | Hinged | DOHI-204 | 01 | DOHI-204.01 | DOOR: hinged, 2 leaves, 1800 clear opening, solid | DWSC-033 | DOOR: 1800mm c/o, double leaf, solid core, paint | 1 | DOOR | TRUE | FALSE | FALSE
DO | Doors | HI | Hinged | DOHI-204 | 02 | DOHI-204.02 | DOOR: hinged, 2 leaves, 1800 clear opening, solid, shielded | DWSC-034 | DOOR: 1800mm c/o, double leaf, solid core, lead shielding, paint | 1 | DOOR | TRUE | FALSE | TRUE
DO | Doors | HI | Hinged | DOHI-204 | 03 | DOHI-204.03 | DOOR: hinged, 2 leaves, 1800 clear opening, solid, anti-ligature |  |  | 1 | DOOR | TRUE | FALSE | FALSE
DO | Doors | HI | Hinged | DOHI-204 | 04 | DOHI-204.04 | DOOR: hinged, 2 leaves, 1800 clear opening, solid, anti-ligature and anti-barricade |  |  | 1 | DOOR | TRUE | FALSE | FALSE
DO | Doors | HI | Hinged | DOHI-204 | 05 | DOHI-204.05 | DOOR: hinged, 2 leaves, 1800 clear opening, solid, fire rated |  |  | 1 | DOOR | TRUE | FALSE | FALSE
DO | Doors | HI | Hinged | DOHI-204 | 06 | DOHI-204.06 | DOOR: hinged, 2 leaves, 1800 clear opening, solid, fire rated, shielded |  |  | 1 | DOOR | TRUE | FALSE | FALSE
DO | Doors | HI | Hinged | DOHI-204 | 07 | DOHI-204.07 | DOOR: hinged, 2 leaves, 1800 clear opening, solid, fire rated, anti-ligature |  |  | 1 | DOOR | TRUE | FALSE | FALSE
DO | Doors | HI | Hinged | DOHI-205 | 01 | DOHI-205.01 | DOOR: hinged, 2 leaves, 1900 clear opening, solid |  |  | 1 | DOOR | TRUE | FALSE | FALSE
DO | Doors | HI | Hinged | DOHI-205 | 02 | DOHI-205.02 | DOOR: hinged, 2 leaves, 1900 clear opening, solid, shielded |  |  | 1 | DOOR | TRUE | FALSE | FALSE
DO | Doors | HI | Hinged | DOHI-205 | 03 | DOHI-205.03 | DOOR: hinged, 2 leaves, 1900 clear opening, solid, anti-ligature |  |  | 1 | DOOR | TRUE | FALSE | FALSE
DO | Doors | HI | Hinged | DOHI-205 | 04 | DOHI-205.04 | DOOR: hinged, 2 leaves, 1900 clear opening, solid, anti-ligature and anti-barricade |  |  | 1 | DOOR | TRUE | FALSE | FALSE
DO | Doors | HI | Hinged | DOHI-205 | 05 | DOHI-205.05 | DOOR: hinged, 2 leaves, 1900 clear opening, solid, fire rated |  |  | 1 | DOOR | TRUE | FALSE | FALSE
DO | Doors | HI | Hinged | DOHI-205 | 06 | DOHI-205.06 | DOOR: hinged, 2 leaves, 1900 clear opening, solid, fire rated, shielded |  |  | 1 | DOOR | TRUE | FALSE | FALSE
DO | Doors | HI | Hinged | DOHI-205 | 07 | DOHI-205.07 | DOOR: hinged, 2 leaves, 1900 clear opening, solid, fire rated, anti-ligature |  |  | 1 | DOOR | TRUE | FALSE | FALSE
DO | Doors | HI | Hinged | DOHI-206 | 01 | DOHI-206.01 | DOOR: hinged, 2 leaves, 2000 clear opening, solid |  |  | 1 | DOOR | TRUE | FALSE | FALSE
DO | Doors | HI | Hinged | DOHI-206 | 02 | DOHI-206.02 | DOOR: hinged, 2 leaves, 2000 clear opening, solid, shielded |  |  | 1 | DOOR | TRUE | FALSE | FALSE
DO | Doors | HI | Hinged | DOHI-206 | 03 | DOHI-206.03 | DOOR: hinged, 2 leaves, 2000 clear opening, solid, anti-ligature |  |  | 1 | DOOR | TRUE | FALSE | FALSE
DO | Doors | HI | Hinged | DOHI-206 | 04 | DOHI-206.04 | DOOR: hinged, 2 leaves, 2000 clear opening, solid, anti-ligature and anti-barricade |  |  | 1 | DOOR | TRUE | FALSE | FALSE
DO | Doors | HI | Hinged | DOHI-206 | 05 | DOHI-206.05 | DOOR: hinged, 2 leaves, 2000 clear opening, solid, fire rated |  |  | 1 | DOOR | TRUE | FALSE | FALSE
DO | Doors | HI | Hinged | DOHI-206 | 06 | DOHI-206.06 | DOOR: hinged, 2 leaves, 2000 clear opening, solid, fire rated, shielded |  |  | 1 | DOOR | TRUE | FALSE | FALSE
DO | Doors | HI | Hinged | DOHI-206 | 07 | DOHI-206.07 | DOOR: hinged, 2 leaves, 2000 clear opening, solid, fire rated, anti-ligature |  |  | 1 | DOOR | TRUE | FALSE | FALSE
DO | Doors | HI | Hinged | DOHI-207 | 01 | DOHI-207.01 | DOOR: hinged, 2 leaves, 2100 clear opening, solid |  |  | 1 | DOOR | TRUE | FALSE | FALSE
DO | Doors | HI | Hinged | DOHI-207 | 02 | DOHI-207.02 | DOOR: hinged, 2 leaves, 2100 clear opening, solid, shielded |  |  | 1 | DOOR | TRUE | FALSE | FALSE
DO | Doors | HI | Hinged | DOHI-207 | 03 | DOHI-207.03 | DOOR: hinged, 2 leaves, 2100 clear opening, solid, anti-ligature |  |  | 1 | DOOR | TRUE | FALSE | FALSE
DO | Doors | HI | Hinged | DOHI-207 | 04 | DOHI-207.04 | DOOR: hinged, 2 leaves, 2100 clear opening, solid, anti-ligature and anti-barricade |  |  | 1 | DOOR | TRUE | FALSE | FALSE
DO | Doors | HI | Hinged | DOHI-207 | 05 | DOHI-207.05 | DOOR: hinged, 2 leaves, 2100 clear opening, solid, fire rated |  |  | 1 | DOOR | TRUE | FALSE | FALSE
DO | Doors | HI | Hinged | DOHI-207 | 06 | DOHI-207.06 | DOOR: hinged, 2 leaves, 2100 clear opening, solid, fire rated, shielded |  |  | 1 | DOOR | TRUE | FALSE | FALSE
DO | Doors | HI | Hinged | DOHI-207 | 07 | DOHI-207.07 | DOOR: hinged, 2 leaves, 2100 clear opening, solid, fire rated, anti-ligature |  |  | 1 | DOOR | TRUE | FALSE | FALSE
DO | Doors | HI | Hinged | DOHI-208 | 01 | DOHI-208.01 | DOOR: hinged, 2 leaves, 2200 clear opening, solid |  |  | 1 | DOOR | TRUE | FALSE | FALSE
DO | Doors | HI | Hinged | DOHI-208 | 02 | DOHI-208.02 | DOOR: hinged, 2 leaves, 2200 clear opening, solid, shielded |  |  | 1 | DOOR | TRUE | FALSE | FALSE
DO | Doors | HI | Hinged | DOHI-208 | 03 | DOHI-208.03 | DOOR: hinged, 2 leaves, 2200 clear opening, solid, anti-ligature |  |  | 1 | DOOR | TRUE | FALSE | FALSE
DO | Doors | HI | Hinged | DOHI-208 | 04 | DOHI-208.04 | DOOR: hinged, 2 leaves, 2200 clear opening, solid, anti-ligature and anti-barricade |  |  | 1 | DOOR | TRUE | FALSE | FALSE
DO | Doors | HI | Hinged | DOHI-208 | 05 | DOHI-208.05 | DOOR: hinged, 2 leaves, 2200 clear opening, solid, fire rated |  |  | 1 | DOOR | TRUE | FALSE | FALSE
DO | Doors | HI | Hinged | DOHI-208 | 06 | DOHI-208.06 | DOOR: hinged, 2 leaves, 2200 clear opening, solid, fire rated, shielded |  |  | 1 | DOOR | TRUE | FALSE | FALSE
DO | Doors | HI | Hinged | DOHI-208 | 07 | DOHI-208.07 | DOOR: hinged, 2 leaves, 2200 clear opening, solid, fire rated, anti-ligature |  |  | 1 | DOOR | TRUE | FALSE | FALSE
DO | Doors | HI | Hinged | DOHI-209 | 01 | DOHI-209.01 | DOOR: hinged, 2 leaves, 2300 clear opening, solid |  |  | 1 | DOOR | TRUE | FALSE | FALSE
DO | Doors | HI | Hinged | DOHI-209 | 02 | DOHI-209.02 | DOOR: hinged, 2 leaves, 2300 clear opening, solid, shielded |  |  | 1 | DOOR | TRUE | FALSE | FALSE
DO | Doors | HI | Hinged | DOHI-209 | 03 | DOHI-209.03 | DOOR: hinged, 2 leaves, 2300 clear opening, solid, anti-ligature |  |  | 1 | DOOR | TRUE | FALSE | FALSE
DO | Doors | HI | Hinged | DOHI-209 | 04 | DOHI-209.04 | DOOR: hinged, 2 leaves, 2300 clear opening, solid, anti-ligature and anti-barricade |  |  | 1 | DOOR | TRUE | FALSE | FALSE
DO | Doors | HI | Hinged | DOHI-209 | 05 | DOHI-209.05 | DOOR: hinged, 2 leaves, 2300 clear opening, solid, fire rated |  |  | 1 | DOOR | TRUE | FALSE | FALSE
DO | Doors | HI | Hinged | DOHI-209 | 06 | DOHI-209.06 | DOOR: hinged, 2 leaves, 2300 clear opening, solid, fire rated, shielded |  |  | 1 | DOOR | TRUE | FALSE | FALSE
DO | Doors | HI | Hinged | DOHI-209 | 07 | DOHI-209.07 | DOOR: hinged, 2 leaves, 2300 clear opening, solid, fire rated, anti-ligature |  |  | 1 | DOOR | TRUE | FALSE | FALSE
DO | Doors | HI | Hinged | DOHI-211 | 01 | DOHI-211.01 | DOOR: hinged, 2 leaves, 1500 clear opening, solid, standard vision panel |  |  | 1 | DOOR | TRUE | FALSE | FALSE
DO | Doors | HI | Hinged | DOHI-211 | 02 | DOHI-211.02 | DOOR: hinged, 2 leaves, 1500 clear opening, solid, standard vision panel, with integral blind |  |  | 1 | DOOR | TRUE | FALSE | FALSE
DO | Doors | HI | Hinged | DOHI-211 | 03 | DOHI-211.03 | DOOR: hinged, 2 leaves, 1500 clear opening, solid, standard vision panel, with cover |  |  | 1 | DOOR | TRUE | FALSE | FALSE
DO | Doors | HI | Hinged | DOHI-211 | 04 | DOHI-211.04 | DOOR: hinged, 2 leaves, 1500 clear opening, solid, standard vision panel, with switchable glass |  |  | 1 | DOOR | TRUE | FALSE | FALSE
DO | Doors | HI | Hinged | DOHI-211 | 05 | DOHI-211.05 | DOOR: hinged, 2 leaves, 1500 clear opening, solid, shielded, standard vision panel, lead glass |  |  | 1 | DOOR | TRUE | FALSE | FALSE
DO | Doors | HI | Hinged | DOHI-211 | 06 | DOHI-211.06 | DOOR: hinged, 2 leaves, 1500 clear opening, solid, shielded, standard vision panel, lead glass, with integral blind |  |  | 1 | DOOR | TRUE | FALSE | FALSE
DO | Doors | HI | Hinged | DOHI-211 | 07 | DOHI-211.07 | DOOR: hinged, 2 leaves, 1500 clear opening, solid, shielded, standard vision panel, lead glass, with cover |  |  | 1 | DOOR | TRUE | FALSE | FALSE
DO | Doors | HI | Hinged | DOHI-211 | 08 | DOHI-211.08 | DOOR: hinged, 2 leaves, 1500 clear opening, solid, anti-ligature, standard vision panel |  |  | 1 | DOOR | TRUE | FALSE | FALSE
DO | Doors | HI | Hinged | DOHI-211 | 09 | DOHI-211.09 | DOOR: hinged, 2 leaves, 1500 clear opening, solid, anti-ligature, standard vision panel, with integral blind |  |  | 1 | DOOR | TRUE | FALSE | FALSE
DO | Doors | HI | Hinged | DOHI-211 | 10 | DOHI-211.10 | DOOR: hinged, 2 leaves, 1500 clear opening, solid, anti-ligature, standard vision panel, with switchable glass |  |  | 1 | DOOR | TRUE | FALSE | FALSE
DO | Doors | HI | Hinged | DOHI-211 | 11 | DOHI-211.11 | DOOR: hinged, 2 leaves, 1500 clear opening, solid, anti-ligature and anti-barricade, standard vision panel |  |  | 1 | DOOR | TRUE | FALSE | FALSE
DO | Doors | HI | Hinged | DOHI-211 | 12 | DOHI-211.12 | DOOR: hinged, 2 leaves, 1500 clear opening, solid, anti-ligature and anti-barricade, standard vision panel, with integral blind |  |  | 1 | DOOR | TRUE | FALSE | FALSE
DO | Doors | HI | Hinged | DOHI-211 | 13 | DOHI-211.13 | DOOR: hinged, 2 leaves, 1500 clear opening, solid, anti-ligature and anti-barricade, standard vision panel, with switchable glass |  |  | 1 | DOOR | TRUE | FALSE | FALSE
DO | Doors | HI | Hinged | DOHI-212 | 01 | DOHI-212.01 | DOOR: hinged, 2 leaves, 1600 clear opening, solid, standard vision panel |  |  | 1 | DOOR | TRUE | FALSE | TRUE
DO | Doors | HI | Hinged | DOHI-212 | 02 | DOHI-212.02 | DOOR: hinged, 2 leaves, 1600 clear opening, solid, standard vision panel, with integral blind |  |  | 1 | DOOR | TRUE | FALSE | FALSE
DO | Doors | HI | Hinged | DOHI-212 | 03 | DOHI-212.03 | DOOR: hinged, 2 leaves, 1600 clear opening, solid, standard vision panel, with cover |  |  | 1 | DOOR | TRUE | FALSE | TRUE
DO | Doors | HI | Hinged | DOHI-212 | 04 | DOHI-212.04 | DOOR: hinged, 2 leaves, 1600 clear opening, solid, standard vision panel, with switchable glass |  |  | 1 | DOOR | TRUE | FALSE | FALSE
DO | Doors | HI | Hinged | DOHI-212 | 05 | DOHI-212.05 | DOOR: hinged, 2 leaves, 1600 clear opening, solid, shielded, standard vision panel, lead glass |  |  | 1 | DOOR | TRUE | FALSE | FALSE
DO | Doors | HI | Hinged | DOHI-212 | 06 | DOHI-212.06 | DOOR: hinged, 2 leaves, 1600 clear opening, solid, shielded, standard vision panel, lead glass, with integral blind |  |  | 1 | DOOR | TRUE | FALSE | FALSE
DO | Doors | HI | Hinged | DOHI-212 | 07 | DOHI-212.07 | DOOR: hinged, 2 leaves, 1600 clear opening, solid, shielded, standard vision panel, lead glass, with cover |  |  | 1 | DOOR | TRUE | FALSE | FALSE
DO | Doors | HI | Hinged | DOHI-212 | 08 | DOHI-212.08 | DOOR: hinged, 2 leaves, 1600 clear opening, solid, anti-ligature, standard vision panel |  |  | 1 | DOOR | TRUE | FALSE | FALSE
DO | Doors | HI | Hinged | DOHI-212 | 09 | DOHI-212.09 | DOOR: hinged, 2 leaves, 1600 clear opening, solid, anti-ligature, standard vision panel, with integral blind |  |  | 1 | DOOR | TRUE | FALSE | FALSE
DO | Doors | HI | Hinged | DOHI-212 | 10 | DOHI-212.10 | DOOR: hinged, 2 leaves, 1600 clear opening, solid, anti-ligature, standard vision panel, with switchable glass |  |  | 1 | DOOR | TRUE | FALSE | FALSE
DO | Doors | HI | Hinged | DOHI-212 | 11 | DOHI-212.11 | DOOR: hinged, 2 leaves, 1600 clear opening, solid, anti-ligature and anti-barricade, standard vision panel |  |  | 1 | DOOR | TRUE | FALSE | FALSE
DO | Doors | HI | Hinged | DOHI-212 | 12 | DOHI-212.12 | DOOR: hinged, 2 leaves, 1600 clear opening, solid, anti-ligature and anti-barricade, standard vision panel, with integral blind |  |  | 1 | DOOR | TRUE | FALSE | FALSE
DO | Doors | HI | Hinged | DOHI-212 | 13 | DOHI-212.13 | DOOR: hinged, 2 leaves, 1600 clear opening, solid, anti-ligature and anti-barricade, standard vision panel, with switchable glass |  |  | 1 | DOOR | TRUE | FALSE | FALSE
DO | Doors | HI | Hinged | DOHI-213 | 01 | DOHI-213.01 | DOOR: hinged, 2 leaves, 1700 clear opening, solid, standard vision panel |  |  | 1 | DOOR | TRUE | FALSE | FALSE
DO | Doors | HI | Hinged | DOHI-213 | 02 | DOHI-213.02 | DOOR: hinged, 2 leaves, 1700 clear opening, solid, standard vision panel, with integral blind |  |  | 1 | DOOR | TRUE | FALSE | FALSE
DO | Doors | HI | Hinged | DOHI-213 | 03 | DOHI-213.03 | DOOR: hinged, 2 leaves, 1700 clear opening, solid, standard vision panel, with cover |  |  | 1 | DOOR | TRUE | FALSE | TRUE
DO | Doors | HI | Hinged | DOHI-213 | 04 | DOHI-213.04 | DOOR: hinged, 2 leaves, 1700 clear opening, solid, standard vision panel, with switchable glass |  |  | 1 | DOOR | TRUE | FALSE | FALSE
DO | Doors | HI | Hinged | DOHI-213 | 05 | DOHI-213.05 | DOOR: hinged, 2 leaves, 1700 clear opening, solid, shielded, standard vision panel, lead glass |  |  | 1 | DOOR | TRUE | FALSE | FALSE
DO | Doors | HI | Hinged | DOHI-213 | 06 | DOHI-213.06 | DOOR: hinged, 2 leaves, 1700 clear opening, solid, shielded, standard vision panel, lead glass, with integral blind |  |  | 1 | DOOR | TRUE | FALSE | FALSE
DO | Doors | HI | Hinged | DOHI-213 | 07 | DOHI-213.07 | DOOR: hinged, 2 leaves, 1700 clear opening, solid, shielded, standard vision panel, lead glass, with cover |  |  | 1 | DOOR | TRUE | FALSE | FALSE
DO | Doors | HI | Hinged | DOHI-213 | 08 | DOHI-213.08 | DOOR: hinged, 2 leaves, 1700 clear opening, solid, anti-ligature, standard vision panel |  |  | 1 | DOOR | TRUE | FALSE | FALSE
DO | Doors | HI | Hinged | DOHI-213 | 09 | DOHI-213.09 | DOOR: hinged, 2 leaves, 1700 clear opening, solid, anti-ligature, standard vision panel, with integral blind |  |  | 1 | DOOR | TRUE | FALSE | FALSE
DO | Doors | HI | Hinged | DOHI-213 | 10 | DOHI-213.10 | DOOR: hinged, 2 leaves, 1700 clear opening, solid, anti-ligature, standard vision panel, with switchable glass |  |  | 1 | DOOR | TRUE | FALSE | FALSE
DO | Doors | HI | Hinged | DOHI-213 | 11 | DOHI-213.11 | DOOR: hinged, 2 leaves, 1700 clear opening, solid, anti-ligature and anti-barricade, standard vision panel |  |  | 1 | DOOR | TRUE | FALSE | FALSE
DO | Doors | HI | Hinged | DOHI-213 | 12 | DOHI-213.12 | DOOR: hinged, 2 leaves, 1700 clear opening, solid, anti-ligature and anti-barricade, standard vision panel, with integral blind |  |  | 1 | DOOR | TRUE | FALSE | FALSE
DO | Doors | HI | Hinged | DOHI-213 | 13 | DOHI-213.13 | DOOR: hinged, 2 leaves, 1700 clear opening, solid, anti-ligature and anti-barricade, standard vision panel, with switchable glass |  |  | 1 | DOOR | TRUE | FALSE | FALSE
DO | Doors | HI | Hinged | DOHI-214 | 01 | DOHI-214.01 | DOOR: hinged, 2 leaves, 1800 clear opening, solid, standard vision panel | DWGL-062 | DOOR: 1800mm c/o, double leaf, observation panel, solid core/glass, paint | 1 | DOOR | TRUE | FALSE | FALSE
DO | Doors | HI | Hinged | DOHI-214 | 02 | DOHI-214.02 | DOOR: hinged, 2 leaves, 1800 clear opening, solid, standard vision panel, with integral blind |  |  | 1 | DOOR | TRUE | FALSE | FALSE
DO | Doors | HI | Hinged | DOHI-214 | 03 | DOHI-214.03 | DOOR: hinged, 2 leaves, 1800 clear opening, solid, standard vision panel, with cover |  |  | 1 | DOOR | TRUE | FALSE | FALSE
DO | Doors | HI | Hinged | DOHI-214 | 04 | DOHI-214.04 | DOOR: hinged, 2 leaves, 1800 clear opening, solid, standard vision panel, with switchable glass |  |  | 1 | DOOR | TRUE | FALSE | FALSE
DO | Doors | HI | Hinged | DOHI-214 | 05 | DOHI-214.05 | DOOR: hinged, 2 leaves, 1800 clear opening, solid, shielded, standard vision panel, lead glass |  |  | 1 | DOOR | TRUE | FALSE | FALSE
DO | Doors | HI | Hinged | DOHI-214 | 06 | DOHI-214.06 | DOOR: hinged, 2 leaves, 1800 clear opening, solid, shielded, standard vision panel, lead glass, with integral blind |  |  | 1 | DOOR | TRUE | FALSE | FALSE
DO | Doors | HI | Hinged | DOHI-214 | 07 | DOHI-214.07 | DOOR: hinged, 2 leaves, 1800 clear opening, solid, shielded, standard vision panel, lead glass, with cover |  |  | 1 | DOOR | TRUE | FALSE | FALSE
DO | Doors | HI | Hinged | DOHI-214 | 08 | DOHI-214.08 | DOOR: hinged, 2 leaves, 1800 clear opening, solid, anti-ligature, standard vision panel |  |  | 1 | DOOR | TRUE | FALSE | FALSE
DO | Doors | HI | Hinged | DOHI-214 | 09 | DOHI-214.09 | DOOR: hinged, 2 leaves, 1800 clear opening, solid, anti-ligature, standard vision panel, with integral blind |  |  | 1 | DOOR | TRUE | FALSE | FALSE
DO | Doors | HI | Hinged | DOHI-214 | 10 | DOHI-214.10 | DOOR: hinged, 2 leaves, 1800 clear opening, solid, anti-ligature, standard vision panel, with switchable glass |  |  | 1 | DOOR | TRUE | FALSE | FALSE
DO | Doors | HI | Hinged | DOHI-214 | 11 | DOHI-214.11 | DOOR: hinged, 2 leaves, 1800 clear opening, solid, anti-ligature and anti-barricade, standard vision panel |  |  | 1 | DOOR | TRUE | FALSE | FALSE
DO | Doors | HI | Hinged | DOHI-214 | 12 | DOHI-214.12 | DOOR: hinged, 2 leaves, 1800 clear opening, solid, anti-ligature and anti-barricade, standard vision panel, with integral blind |  |  | 1 | DOOR | TRUE | FALSE | FALSE
DO | Doors | HI | Hinged | DOHI-214 | 13 | DOHI-214.13 | DOOR: hinged, 2 leaves, 1800 clear opening, solid, anti-ligature and anti-barricade, standard vision panel, with switchable glass |  |  | 1 | DOOR | TRUE | FALSE | FALSE
DO | Doors | HI | Hinged | DOHI-215 | 01 | DOHI-215.01 | DOOR: hinged, 2 leaves, 1900 clear opening, solid, standard vision panel |  |  | 1 | DOOR | TRUE | FALSE | FALSE
DO | Doors | HI | Hinged | DOHI-215 | 02 | DOHI-215.02 | DOOR: hinged, 2 leaves, 1900 clear opening, solid, standard vision panel, with integral blind |  |  | 1 | DOOR | TRUE | FALSE | FALSE
DO | Doors | HI | Hinged | DOHI-215 | 03 | DOHI-215.03 | DOOR: hinged, 2 leaves, 1900 clear opening, solid, standard vision panel, with cover |  |  | 1 | DOOR | TRUE | FALSE | FALSE
DO | Doors | HI | Hinged | DOHI-215 | 04 | DOHI-215.04 | DOOR: hinged, 2 leaves, 1900 clear opening, solid, standard vision panel, with switchable glass |  |  | 1 | DOOR | TRUE | FALSE | FALSE
DO | Doors | HI | Hinged | DOHI-215 | 05 | DOHI-215.05 | DOOR: hinged, 2 leaves, 1900 clear opening, solid, shielded, standard vision panel, lead glass |  |  | 1 | DOOR | TRUE | FALSE | FALSE
DO | Doors | HI | Hinged | DOHI-215 | 06 | DOHI-215.06 | DOOR: hinged, 2 leaves, 1900 clear opening, solid, shielded, standard vision panel, lead glass, with integral blind |  |  | 1 | DOOR | TRUE | FALSE | FALSE
DO | Doors | HI | Hinged | DOHI-215 | 07 | DOHI-215.07 | DOOR: hinged, 2 leaves, 1900 clear opening, solid, shielded, standard vision panel, lead glass, with cover |  |  | 1 | DOOR | TRUE | FALSE | FALSE
DO | Doors | HI | Hinged | DOHI-215 | 08 | DOHI-215.08 | DOOR: hinged, 2 leaves, 1900 clear opening, solid, anti-ligature, standard vision panel |  |  | 1 | DOOR | TRUE | FALSE | FALSE
DO | Doors | HI | Hinged | DOHI-215 | 09 | DOHI-215.09 | DOOR: hinged, 2 leaves, 1900 clear opening, solid, anti-ligature, standard vision panel, with integral blind |  |  | 1 | DOOR | TRUE | FALSE | FALSE
DO | Doors | HI | Hinged | DOHI-215 | 10 | DOHI-215.10 | DOOR: hinged, 2 leaves, 1900 clear opening, solid, anti-ligature, standard vision panel, with switchable glass |  |  | 1 | DOOR | TRUE | FALSE | FALSE
DO | Doors | HI | Hinged | DOHI-215 | 11 | DOHI-215.11 | DOOR: hinged, 2 leaves, 1900 clear opening, solid, anti-ligature and anti-barricade, standard vision panel |  |  | 1 | DOOR | TRUE | FALSE | FALSE
DO | Doors | HI | Hinged | DOHI-215 | 12 | DOHI-215.12 | DOOR: hinged, 2 leaves, 1900 clear opening, solid, anti-ligature and anti-barricade, standard vision panel, with integral blind |  |  | 1 | DOOR | TRUE | FALSE | FALSE
DO | Doors | HI | Hinged | DOHI-215 | 13 | DOHI-215.13 | DOOR: hinged, 2 leaves, 1900 clear opening, solid, anti-ligature and anti-barricade, standard vision panel, with switchable glass |  |  | 1 | DOOR | TRUE | FALSE | FALSE
DO | Doors | HI | Hinged | DOHI-216 | 01 | DOHI-216.01 | DOOR: hinged, 2 leaves, 2000 clear opening, solid, standard vision panel |  |  | 1 | DOOR | TRUE | FALSE | FALSE
DO | Doors | HI | Hinged | DOHI-216 | 02 | DOHI-216.02 | DOOR: hinged, 2 leaves, 2000 clear opening, solid, standard vision panel, with integral blind |  |  | 1 | DOOR | TRUE | FALSE | FALSE
DO | Doors | HI | Hinged | DOHI-216 | 03 | DOHI-216.03 | DOOR: hinged, 2 leaves, 2000 clear opening, solid, standard vision panel, with cover |  |  | 1 | DOOR | TRUE | FALSE | FALSE
DO | Doors | HI | Hinged | DOHI-216 | 04 | DOHI-216.04 | DOOR: hinged, 2 leaves, 2000 clear opening, solid, standard vision panel, with switchable glass |  |  | 1 | DOOR | TRUE | FALSE | FALSE
DO | Doors | HI | Hinged | DOHI-216 | 05 | DOHI-216.05 | DOOR: hinged, 2 leaves, 2000 clear opening, solid, shielded, standard vision panel, lead glass |  |  | 1 | DOOR | TRUE | FALSE | FALSE
DO | Doors | HI | Hinged | DOHI-216 | 06 | DOHI-216.06 | DOOR: hinged, 2 leaves, 2000 clear opening, solid, shielded, standard vision panel, lead glass, with integral blind |  |  | 1 | DOOR | TRUE | FALSE | FALSE
DO | Doors | HI | Hinged | DOHI-216 | 07 | DOHI-216.07 | DOOR: hinged, 2 leaves, 2000 clear opening, solid, shielded, standard vision panel, lead glass, with cover |  |  | 1 | DOOR | TRUE | FALSE | FALSE
DO | Doors | HI | Hinged | DOHI-216 | 08 | DOHI-216.08 | DOOR: hinged, 2 leaves, 2000 clear opening, solid, anti-ligature, standard vision panel |  |  | 1 | DOOR | TRUE | FALSE | FALSE
DO | Doors | HI | Hinged | DOHI-216 | 09 | DOHI-216.09 | DOOR: hinged, 2 leaves, 2000 clear opening, solid, anti-ligature, standard vision panel, with integral blind |  |  | 1 | DOOR | TRUE | FALSE | FALSE
DO | Doors | HI | Hinged | DOHI-216 | 10 | DOHI-216.10 | DOOR: hinged, 2 leaves, 2000 clear opening, solid, anti-ligature, standard vision panel, with switchable glass |  |  | 1 | DOOR | TRUE | FALSE | FALSE
DO | Doors | HI | Hinged | DOHI-216 | 11 | DOHI-216.11 | DOOR: hinged, 2 leaves, 2000 clear opening, solid, anti-ligature and anti-barricade, standard vision panel |  |  | 1 | DOOR | TRUE | FALSE | FALSE
DO | Doors | HI | Hinged | DOHI-216 | 12 | DOHI-216.12 | DOOR: hinged, 2 leaves, 2000 clear opening, solid, anti-ligature and anti-barricade, standard vision panel, with integral blind |  |  | 1 | DOOR | TRUE | FALSE | FALSE
DO | Doors | HI | Hinged | DOHI-216 | 13 | DOHI-216.13 | DOOR: hinged, 2 leaves, 2000 clear opening, solid, anti-ligature and anti-barricade, standard vision panel, with switchable glass |  |  | 1 | DOOR | TRUE | FALSE | FALSE
DO | Doors | HI | Hinged | DOHI-217 | 01 | DOHI-217.01 | DOOR: hinged, 2 leaves, 2100 clear opening, solid, standard vision panel |  |  | 1 | DOOR | TRUE | FALSE | FALSE
DO | Doors | HI | Hinged | DOHI-217 | 02 | DOHI-217.02 | DOOR: hinged, 2 leaves, 2100 clear opening, solid, standard vision panel, with integral blind |  |  | 1 | DOOR | TRUE | FALSE | FALSE
DO | Doors | HI | Hinged | DOHI-217 | 03 | DOHI-217.03 | DOOR: hinged, 2 leaves, 2100 clear opening, solid, standard vision panel, with cover |  |  | 1 | DOOR | TRUE | FALSE | FALSE
DO | Doors | HI | Hinged | DOHI-217 | 04 | DOHI-217.04 | DOOR: hinged, 2 leaves, 2100 clear opening, solid, standard vision panel, with switchable glass |  |  | 1 | DOOR | TRUE | FALSE | FALSE
DO | Doors | HI | Hinged | DOHI-217 | 05 | DOHI-217.05 | DOOR: hinged, 2 leaves, 2100 clear opening, solid, shielded, standard vision panel, lead glass |  |  | 1 | DOOR | TRUE | FALSE | FALSE
DO | Doors | HI | Hinged | DOHI-217 | 06 | DOHI-217.06 | DOOR: hinged, 2 leaves, 2100 clear opening, solid, shielded, standard vision panel, lead glass, with integral blind |  |  | 1 | DOOR | TRUE | FALSE | FALSE
DO | Doors | HI | Hinged | DOHI-217 | 07 | DOHI-217.07 | DOOR: hinged, 2 leaves, 2100 clear opening, solid, shielded, standard vision panel, lead glass, with cover |  |  | 1 | DOOR | TRUE | FALSE | FALSE
DO | Doors | HI | Hinged | DOHI-217 | 08 | DOHI-217.08 | DOOR: hinged, 2 leaves, 2100 clear opening, solid, anti-ligature, standard vision panel |  |  | 1 | DOOR | TRUE | FALSE | FALSE
DO | Doors | HI | Hinged | DOHI-217 | 09 | DOHI-217.09 | DOOR: hinged, 2 leaves, 2100 clear opening, solid, anti-ligature, standard vision panel, with integral blind |  |  | 1 | DOOR | TRUE | FALSE | FALSE
DO | Doors | HI | Hinged | DOHI-217 | 10 | DOHI-217.10 | DOOR: hinged, 2 leaves, 2100 clear opening, solid, anti-ligature, standard vision panel, with switchable glass |  |  | 1 | DOOR | TRUE | FALSE | FALSE
DO | Doors | HI | Hinged | DOHI-217 | 11 | DOHI-217.11 | DOOR: hinged, 2 leaves, 2100 clear opening, solid, anti-ligature and anti-barricade, standard vision panel |  |  | 1 | DOOR | TRUE | FALSE | FALSE
DO | Doors | HI | Hinged | DOHI-217 | 12 | DOHI-217.12 | DOOR: hinged, 2 leaves, 2100 clear opening, solid, anti-ligature and anti-barricade, standard vision panel, with integral blind |  |  | 1 | DOOR | TRUE | FALSE | FALSE
DO | Doors | HI | Hinged | DOHI-217 | 13 | DOHI-217.13 | DOOR: hinged, 2 leaves, 2100 clear opening, solid, anti-ligature and anti-barricade, standard vision panel, with switchable glass |  |  | 1 | DOOR | TRUE | FALSE | FALSE
DO | Doors | HI | Hinged | DOHI-218 | 01 | DOHI-218.01 | DOOR: hinged, 2 leaves, 2200 clear opening, solid, standard vision panel |  |  | 1 | DOOR | TRUE | FALSE | FALSE
DO | Doors | HI | Hinged | DOHI-218 | 02 | DOHI-218.02 | DOOR: hinged, 2 leaves, 2200 clear opening, solid, standard vision panel, with integral blind |  |  | 1 | DOOR | TRUE | FALSE | FALSE
DO | Doors | HI | Hinged | DOHI-218 | 03 | DOHI-218.03 | DOOR: hinged, 2 leaves, 2200 clear opening, solid, standard vision panel, with cover |  |  | 1 | DOOR | TRUE | FALSE | FALSE
DO | Doors | HI | Hinged | DOHI-218 | 04 | DOHI-218.04 | DOOR: hinged, 2 leaves, 2200 clear opening, solid, standard vision panel, with switchable glass |  |  | 1 | DOOR | TRUE | FALSE | FALSE
DO | Doors | HI | Hinged | DOHI-218 | 05 | DOHI-218.05 | DOOR: hinged, 2 leaves, 2200 clear opening, solid, shielded, standard vision panel, lead glass |  |  | 1 | DOOR | TRUE | FALSE | FALSE
DO | Doors | HI | Hinged | DOHI-218 | 06 | DOHI-218.06 | DOOR: hinged, 2 leaves, 2200 clear opening, solid, shielded, standard vision panel, lead glass, with integral blind |  |  | 1 | DOOR | TRUE | FALSE | FALSE
DO | Doors | HI | Hinged | DOHI-218 | 07 | DOHI-218.07 | DOOR: hinged, 2 leaves, 2200 clear opening, solid, shielded, standard vision panel, lead glass, with cover |  |  | 1 | DOOR | TRUE | FALSE | FALSE
DO | Doors | HI | Hinged | DOHI-218 | 08 | DOHI-218.08 | DOOR: hinged, 2 leaves, 2200 clear opening, solid, anti-ligature, standard vision panel |  |  | 1 | DOOR | TRUE | FALSE | FALSE
DO | Doors | HI | Hinged | DOHI-218 | 09 | DOHI-218.09 | DOOR: hinged, 2 leaves, 2200 clear opening, solid, anti-ligature, standard vision panel, with integral blind |  |  | 1 | DOOR | TRUE | FALSE | FALSE
DO | Doors | HI | Hinged | DOHI-218 | 10 | DOHI-218.10 | DOOR: hinged, 2 leaves, 2200 clear opening, solid, anti-ligature, standard vision panel, with switchable glass |  |  | 1 | DOOR | TRUE | FALSE | FALSE
DO | Doors | HI | Hinged | DOHI-218 | 11 | DOHI-218.11 | DOOR: hinged, 2 leaves, 2200 clear opening, solid, anti-ligature and anti-barricade, standard vision panel |  |  | 1 | DOOR | TRUE | FALSE | FALSE
DO | Doors | HI | Hinged | DOHI-218 | 12 | DOHI-218.12 | DOOR: hinged, 2 leaves, 2200 clear opening, solid, anti-ligature and anti-barricade, standard vision panel, with integral blind |  |  | 1 | DOOR | TRUE | FALSE | FALSE
DO | Doors | HI | Hinged | DOHI-218 | 13 | DOHI-218.13 | DOOR: hinged, 2 leaves, 2200 clear opening, solid, anti-ligature and anti-barricade, standard vision panel, with switchable glass |  |  | 1 | DOOR | TRUE | FALSE | FALSE
DO | Doors | HI | Hinged | DOHI-219 | 01 | DOHI-219.01 | DOOR: hinged, 2 leaves, 2300 clear opening, solid, standard vision panel |  |  | 1 | DOOR | TRUE | FALSE | FALSE
DO | Doors | HI | Hinged | DOHI-219 | 02 | DOHI-219.02 | DOOR: hinged, 2 leaves, 2300 clear opening, solid, standard vision panel, with integral blind |  |  | 1 | DOOR | TRUE | FALSE | FALSE
DO | Doors | HI | Hinged | DOHI-219 | 03 | DOHI-219.03 | DOOR: hinged, 2 leaves, 2300 clear opening, solid, standard vision panel, with cover |  |  | 1 | DOOR | TRUE | FALSE | FALSE
DO | Doors | HI | Hinged | DOHI-219 | 04 | DOHI-219.04 | DOOR: hinged, 2 leaves, 2300 clear opening, solid, standard vision panel, with switchable glass |  |  | 1 | DOOR | TRUE | FALSE | FALSE
DO | Doors | HI | Hinged | DOHI-219 | 05 | DOHI-219.05 | DOOR: hinged, 2 leaves, 2300 clear opening, solid, shielded, standard vision panel, lead glass |  |  | 1 | DOOR | TRUE | FALSE | FALSE
DO | Doors | HI | Hinged | DOHI-219 | 06 | DOHI-219.06 | DOOR: hinged, 2 leaves, 2300 clear opening, solid, shielded, standard vision panel, lead glass, with integral blind |  |  | 1 | DOOR | TRUE | FALSE | FALSE
DO | Doors | HI | Hinged | DOHI-219 | 07 | DOHI-219.07 | DOOR: hinged, 2 leaves, 2300 clear opening, solid, shielded, standard vision panel, lead glass, with cover |  |  | 1 | DOOR | TRUE | FALSE | FALSE
DO | Doors | HI | Hinged | DOHI-219 | 08 | DOHI-219.08 | DOOR: hinged, 2 leaves, 2300 clear opening, solid, anti-ligature, standard vision panel |  |  | 1 | DOOR | TRUE | FALSE | FALSE
DO | Doors | HI | Hinged | DOHI-219 | 09 | DOHI-219.09 | DOOR: hinged, 2 leaves, 2300 clear opening, solid, anti-ligature, standard vision panel, with integral blind |  |  | 1 | DOOR | TRUE | FALSE | FALSE
DO | Doors | HI | Hinged | DOHI-219 | 10 | DOHI-219.10 | DOOR: hinged, 2 leaves, 2300 clear opening, solid, anti-ligature, standard vision panel, with switchable glass |  |  | 1 | DOOR | TRUE | FALSE | FALSE
DO | Doors | HI | Hinged | DOHI-219 | 11 | DOHI-219.11 | DOOR: hinged, 2 leaves, 2300 clear opening, solid, anti-ligature and anti-barricade, standard vision panel |  |  | 1 | DOOR | TRUE | FALSE | FALSE
DO | Doors | HI | Hinged | DOHI-219 | 12 | DOHI-219.12 | DOOR: hinged, 2 leaves, 2300 clear opening, solid, anti-ligature and anti-barricade, standard vision panel, with integral blind |  |  | 1 | DOOR | TRUE | FALSE | FALSE
DO | Doors | HI | Hinged | DOHI-219 | 13 | DOHI-219.13 | DOOR: hinged, 2 leaves, 2300 clear opening, solid, anti-ligature and anti-barricade, standard vision panel, with switchable glass |  |  | 1 | DOOR | TRUE | FALSE | FALSE
DO | Doors | HI | Hinged | DOHI-221 | 01 | DOHI-221.01 | DOOR: hinged, 2 leaves, 1500 clear opening, solid, small vision panel |  |  | 1 | DOOR | TRUE | FALSE | FALSE
DO | Doors | HI | Hinged | DOHI-221 | 02 | DOHI-221.02 | DOOR: hinged, 2 leaves, 1500 clear opening, solid, small vision panel, with integral blind |  |  | 1 | DOOR | TRUE | FALSE | FALSE
DO | Doors | HI | Hinged | DOHI-221 | 03 | DOHI-221.03 | DOOR: hinged, 2 leaves, 1500 clear opening, solid, small vision panel, with cover |  |  | 1 | DOOR | TRUE | FALSE | FALSE
DO | Doors | HI | Hinged | DOHI-221 | 04 | DOHI-221.04 | DOOR: hinged, 2 leaves, 1500 clear opening, solid, small vision panel, with switchable glass |  |  | 1 | DOOR | TRUE | FALSE | FALSE
DO | Doors | HI | Hinged | DOHI-221 | 05 | DOHI-221.05 | DOOR: hinged, 2 leaves, 1500 clear opening, solid, shielded, small vision panel, lead glass |  |  | 1 | DOOR | TRUE | FALSE | FALSE
DO | Doors | HI | Hinged | DOHI-221 | 06 | DOHI-221.06 | DOOR: hinged, 2 leaves, 1500 clear opening, solid, shielded, small vision panel, lead glass, with integral blind |  |  | 1 | DOOR | TRUE | FALSE | FALSE
DO | Doors | HI | Hinged | DOHI-221 | 07 | DOHI-221.07 | DOOR: hinged, 2 leaves, 1500 clear opening, solid, shielded, small vision panel, lead glass, with cover |  |  | 1 | DOOR | TRUE | FALSE | FALSE
DO | Doors | HI | Hinged | DOHI-221 | 08 | DOHI-221.08 | DOOR: hinged, 2 leaves, 1500 clear opening, solid, anti-ligature, small vision panel |  |  | 1 | DOOR | TRUE | FALSE | FALSE
DO | Doors | HI | Hinged | DOHI-221 | 09 | DOHI-221.09 | DOOR: hinged, 2 leaves, 1500 clear opening, solid, anti-ligature, small vision panel, with integral blind |  |  | 1 | DOOR | TRUE | FALSE | FALSE
DO | Doors | HI | Hinged | DOHI-221 | 10 | DOHI-221.10 | DOOR: hinged, 2 leaves, 1500 clear opening, solid, anti-ligature, small vision panel, with switchable glass |  |  | 1 | DOOR | TRUE | FALSE | FALSE
DO | Doors | HI | Hinged | DOHI-221 | 11 | DOHI-221.11 | DOOR: hinged, 2 leaves, 1500 clear opening, solid, anti-ligature and anti-barricade, small vision panel |  |  | 1 | DOOR | TRUE | FALSE | FALSE
DO | Doors | HI | Hinged | DOHI-221 | 12 | DOHI-221.12 | DOOR: hinged, 2 leaves, 1500 clear opening, solid, anti-ligature and anti-barricade, small vision panel, with integral blind |  |  | 1 | DOOR | TRUE | FALSE | FALSE
DO | Doors | HI | Hinged | DOHI-221 | 13 | DOHI-221.13 | DOOR: hinged, 2 leaves, 1500 clear opening, solid, anti-ligature and anti-barricade, small vision panel, with switchable glass |  |  | 1 | DOOR | TRUE | FALSE | FALSE
DO | Doors | HI | Hinged | DOHI-222 | 01 | DOHI-222.01 | DOOR: hinged, 2 leaves, 1600 clear opening, solid, small vision panel |  |  | 1 | DOOR | TRUE | FALSE | FALSE
DO | Doors | HI | Hinged | DOHI-222 | 02 | DOHI-222.02 | DOOR: hinged, 2 leaves, 1600 clear opening, solid, small vision panel, with integral blind |  |  | 1 | DOOR | TRUE | FALSE | FALSE
DO | Doors | HI | Hinged | DOHI-222 | 03 | DOHI-222.03 | DOOR: hinged, 2 leaves, 1600 clear opening, solid, small vision panel, with cover |  |  | 1 | DOOR | TRUE | FALSE | FALSE
DO | Doors | HI | Hinged | DOHI-222 | 04 | DOHI-222.04 | DOOR: hinged, 2 leaves, 1600 clear opening, solid, small vision panel, with switchable glass |  |  | 1 | DOOR | TRUE | FALSE | FALSE
DO | Doors | HI | Hinged | DOHI-222 | 05 | DOHI-222.05 | DOOR: hinged, 2 leaves, 1600 clear opening, solid, shielded, small vision panel, lead glass |  |  | 1 | DOOR | TRUE | FALSE | FALSE
DO | Doors | HI | Hinged | DOHI-222 | 06 | DOHI-222.06 | DOOR: hinged, 2 leaves, 1600 clear opening, solid, shielded, small vision panel, lead glass, with integral blind |  |  | 1 | DOOR | TRUE | FALSE | FALSE
DO | Doors | HI | Hinged | DOHI-222 | 07 | DOHI-222.07 | DOOR: hinged, 2 leaves, 1600 clear opening, solid, shielded, small vision panel, lead glass, with cover |  |  | 1 | DOOR | TRUE | FALSE | FALSE
DO | Doors | HI | Hinged | DOHI-222 | 08 | DOHI-222.08 | DOOR: hinged, 2 leaves, 1600 clear opening, solid, anti-ligature, small vision panel |  |  | 1 | DOOR | TRUE | FALSE | FALSE
DO | Doors | HI | Hinged | DOHI-222 | 09 | DOHI-222.09 | DOOR: hinged, 2 leaves, 1600 clear opening, solid, anti-ligature, small vision panel, with integral blind |  |  | 1 | DOOR | TRUE | FALSE | FALSE
DO | Doors | HI | Hinged | DOHI-222 | 10 | DOHI-222.10 | DOOR: hinged, 2 leaves, 1600 clear opening, solid, anti-ligature, small vision panel, with switchable glass |  |  | 1 | DOOR | TRUE | FALSE | FALSE
DO | Doors | HI | Hinged | DOHI-222 | 11 | DOHI-222.11 | DOOR: hinged, 2 leaves, 1600 clear opening, solid, anti-ligature and anti-barricade, small vision panel |  |  | 1 | DOOR | TRUE | FALSE | FALSE
DO | Doors | HI | Hinged | DOHI-222 | 12 | DOHI-222.12 | DOOR: hinged, 2 leaves, 1600 clear opening, solid, anti-ligature and anti-barricade, small vision panel, with integral blind |  |  | 1 | DOOR | TRUE | FALSE | FALSE
DO | Doors | HI | Hinged | DOHI-222 | 13 | DOHI-222.13 | DOOR: hinged, 2 leaves, 1600 clear opening, solid, anti-ligature and anti-barricade, small vision panel, with switchable glass |  |  | 1 | DOOR | TRUE | FALSE | FALSE
DO | Doors | HI | Hinged | DOHI-223 | 01 | DOHI-223.01 | DOOR: hinged, 2 leaves, 1700 clear opening, solid, small vision panel |  |  | 1 | DOOR | TRUE | FALSE | FALSE
DO | Doors | HI | Hinged | DOHI-223 | 02 | DOHI-223.02 | DOOR: hinged, 2 leaves, 1700 clear opening, solid, small vision panel, with integral blind |  |  | 1 | DOOR | TRUE | FALSE | FALSE
DO | Doors | HI | Hinged | DOHI-223 | 03 | DOHI-223.03 | DOOR: hinged, 2 leaves, 1700 clear opening, solid, small vision panel, with cover |  |  | 1 | DOOR | TRUE | FALSE | FALSE
DO | Doors | HI | Hinged | DOHI-223 | 04 | DOHI-223.04 | DOOR: hinged, 2 leaves, 1700 clear opening, solid, small vision panel, with switchable glass |  |  | 1 | DOOR | TRUE | FALSE | FALSE
DO | Doors | HI | Hinged | DOHI-223 | 05 | DOHI-223.05 | DOOR: hinged, 2 leaves, 1700 clear opening, solid, shielded, small vision panel, lead glass |  |  | 1 | DOOR | TRUE | FALSE | FALSE
DO | Doors | HI | Hinged | DOHI-223 | 06 | DOHI-223.06 | DOOR: hinged, 2 leaves, 1700 clear opening, solid, shielded, small vision panel, lead glass, with integral blind |  |  | 1 | DOOR | TRUE | FALSE | FALSE
DO | Doors | HI | Hinged | DOHI-223 | 07 | DOHI-223.07 | DOOR: hinged, 2 leaves, 1700 clear opening, solid, shielded, small vision panel, lead glass, with cover |  |  | 1 | DOOR | TRUE | FALSE | FALSE
DO | Doors | HI | Hinged | DOHI-223 | 08 | DOHI-223.08 | DOOR: hinged, 2 leaves, 1700 clear opening, solid, anti-ligature, small vision panel |  |  | 1 | DOOR | TRUE | FALSE | FALSE
DO | Doors | HI | Hinged | DOHI-223 | 09 | DOHI-223.09 | DOOR: hinged, 2 leaves, 1700 clear opening, solid, anti-ligature, small vision panel, with integral blind |  |  | 1 | DOOR | TRUE | FALSE | FALSE
DO | Doors | HI | Hinged | DOHI-223 | 10 | DOHI-223.10 | DOOR: hinged, 2 leaves, 1700 clear opening, solid, anti-ligature, small vision panel, with switchable glass |  |  | 1 | DOOR | TRUE | FALSE | FALSE
DO | Doors | HI | Hinged | DOHI-223 | 11 | DOHI-223.11 | DOOR: hinged, 2 leaves, 1700 clear opening, solid, anti-ligature and anti-barricade, small vision panel |  |  | 1 | DOOR | TRUE | FALSE | FALSE
DO | Doors | HI | Hinged | DOHI-223 | 12 | DOHI-223.12 | DOOR: hinged, 2 leaves, 1700 clear opening, solid, anti-ligature and anti-barricade, small vision panel, with integral blind |  |  | 1 | DOOR | TRUE | FALSE | FALSE
DO | Doors | HI | Hinged | DOHI-223 | 13 | DOHI-223.13 | DOOR: hinged, 2 leaves, 1700 clear opening, solid, anti-ligature and anti-barricade, small vision panel, with switchable glass |  |  | 1 | DOOR | TRUE | FALSE | FALSE
DO | Doors | HI | Hinged | DOHI-224 | 01 | DOHI-224.01 | DOOR: hinged, 2 leaves, 1800 clear opening, solid, small vision panel |  |  | 1 | DOOR | TRUE | FALSE | FALSE
DO | Doors | HI | Hinged | DOHI-224 | 02 | DOHI-224.02 | DOOR: hinged, 2 leaves, 1800 clear opening, solid, small vision panel, with integral blind |  |  | 1 | DOOR | TRUE | FALSE | FALSE
DO | Doors | HI | Hinged | DOHI-224 | 03 | DOHI-224.03 | DOOR: hinged, 2 leaves, 1800 clear opening, solid, small vision panel, with cover |  |  | 1 | DOOR | TRUE | FALSE | FALSE
DO | Doors | HI | Hinged | DOHI-224 | 04 | DOHI-224.04 | DOOR: hinged, 2 leaves, 1800 clear opening, solid, small vision panel, with switchable glass |  |  | 1 | DOOR | TRUE | FALSE | FALSE
DO | Doors | HI | Hinged | DOHI-224 | 05 | DOHI-224.05 | DOOR: hinged, 2 leaves, 1800 clear opening, solid, shielded, small vision panel, lead glass |  |  | 1 | DOOR | TRUE | FALSE | FALSE
DO | Doors | HI | Hinged | DOHI-224 | 06 | DOHI-224.06 | DOOR: hinged, 2 leaves, 1800 clear opening, solid, shielded, small vision panel, lead glass, with integral blind |  |  | 1 | DOOR | TRUE | FALSE | FALSE
DO | Doors | HI | Hinged | DOHI-224 | 07 | DOHI-224.07 | DOOR: hinged, 2 leaves, 1800 clear opening, solid, shielded, small vision panel, lead glass, with cover |  |  | 1 | DOOR | TRUE | FALSE | FALSE
DO | Doors | HI | Hinged | DOHI-224 | 08 | DOHI-224.08 | DOOR: hinged, 2 leaves, 1800 clear opening, solid, anti-ligature, small vision panel |  |  | 1 | DOOR | TRUE | FALSE | FALSE
DO | Doors | HI | Hinged | DOHI-224 | 09 | DOHI-224.09 | DOOR: hinged, 2 leaves, 1800 clear opening, solid, anti-ligature, small vision panel, with integral blind |  |  | 1 | DOOR | TRUE | FALSE | FALSE
DO | Doors | HI | Hinged | DOHI-224 | 10 | DOHI-224.10 | DOOR: hinged, 2 leaves, 1800 clear opening, solid, anti-ligature, small vision panel, with switchable glass |  |  | 1 | DOOR | TRUE | FALSE | FALSE
DO | Doors | HI | Hinged | DOHI-224 | 11 | DOHI-224.11 | DOOR: hinged, 2 leaves, 1800 clear opening, solid, anti-ligature and anti-barricade, small vision panel |  |  | 1 | DOOR | TRUE | FALSE | FALSE
DO | Doors | HI | Hinged | DOHI-224 | 12 | DOHI-224.12 | DOOR: hinged, 2 leaves, 1800 clear opening, solid, anti-ligature and anti-barricade, small vision panel, with integral blind |  |  | 1 | DOOR | TRUE | FALSE | FALSE
DO | Doors | HI | Hinged | DOHI-224 | 13 | DOHI-224.13 | DOOR: hinged, 2 leaves, 1800 clear opening, solid, anti-ligature and anti-barricade, small vision panel, with switchable glass |  |  | 1 | DOOR | TRUE | FALSE | FALSE
DO | Doors | HI | Hinged | DOHI-225 | 01 | DOHI-225.01 | DOOR: hinged, 2 leaves, 1900 clear opening, solid, small vision panel |  |  | 1 | DOOR | TRUE | FALSE | FALSE
DO | Doors | HI | Hinged | DOHI-225 | 02 | DOHI-225.02 | DOOR: hinged, 2 leaves, 1900 clear opening, solid, small vision panel, with integral blind |  |  | 1 | DOOR | TRUE | FALSE | FALSE
DO | Doors | HI | Hinged | DOHI-225 | 03 | DOHI-225.03 | DOOR: hinged, 2 leaves, 1900 clear opening, solid, small vision panel, with cover |  |  | 1 | DOOR | TRUE | FALSE | FALSE
DO | Doors | HI | Hinged | DOHI-225 | 04 | DOHI-225.04 | DOOR: hinged, 2 leaves, 1900 clear opening, solid, small vision panel, with switchable glass |  |  | 1 | DOOR | TRUE | FALSE | FALSE
DO | Doors | HI | Hinged | DOHI-225 | 05 | DOHI-225.05 | DOOR: hinged, 2 leaves, 1900 clear opening, solid, shielded, small vision panel, lead glass |  |  | 1 | DOOR | TRUE | FALSE | FALSE
DO | Doors | HI | Hinged | DOHI-225 | 06 | DOHI-225.06 | DOOR: hinged, 2 leaves, 1900 clear opening, solid, shielded, small vision panel, lead glass, with integral blind |  |  | 1 | DOOR | TRUE | FALSE | FALSE
DO | Doors | HI | Hinged | DOHI-225 | 07 | DOHI-225.07 | DOOR: hinged, 2 leaves, 1900 clear opening, solid, shielded, small vision panel, lead glass, with cover |  |  | 1 | DOOR | TRUE | FALSE | FALSE
DO | Doors | HI | Hinged | DOHI-225 | 08 | DOHI-225.08 | DOOR: hinged, 2 leaves, 1900 clear opening, solid, anti-ligature, small vision panel |  |  | 1 | DOOR | TRUE | FALSE | FALSE
DO | Doors | HI | Hinged | DOHI-225 | 09 | DOHI-225.09 | DOOR: hinged, 2 leaves, 1900 clear opening, solid, anti-ligature, small vision panel, with integral blind |  |  | 1 | DOOR | TRUE | FALSE | FALSE
DO | Doors | HI | Hinged | DOHI-225 | 10 | DOHI-225.10 | DOOR: hinged, 2 leaves, 1900 clear opening, solid, anti-ligature, small vision panel, with switchable glass |  |  | 1 | DOOR | TRUE | FALSE | FALSE
DO | Doors | HI | Hinged | DOHI-225 | 11 | DOHI-225.11 | DOOR: hinged, 2 leaves, 1900 clear opening, solid, anti-ligature and anti-barricade, small vision panel |  |  | 1 | DOOR | TRUE | FALSE | FALSE
DO | Doors | HI | Hinged | DOHI-225 | 12 | DOHI-225.12 | DOOR: hinged, 2 leaves, 1900 clear opening, solid, anti-ligature and anti-barricade, small vision panel, with integral blind |  |  | 1 | DOOR | TRUE | FALSE | FALSE
DO | Doors | HI | Hinged | DOHI-225 | 13 | DOHI-225.13 | DOOR: hinged, 2 leaves, 1900 clear opening, solid, anti-ligature and anti-barricade, small vision panel, with switchable glass |  |  | 1 | DOOR | TRUE | FALSE | FALSE
DO | Doors | HI | Hinged | DOHI-226 | 01 | DOHI-226.01 | DOOR: hinged, 2 leaves, 2000 clear opening, solid, small vision panel |  |  | 1 | DOOR | TRUE | FALSE | FALSE
DO | Doors | HI | Hinged | DOHI-226 | 02 | DOHI-226.02 | DOOR: hinged, 2 leaves, 2000 clear opening, solid, small vision panel, with integral blind |  |  | 1 | DOOR | TRUE | FALSE | FALSE
DO | Doors | HI | Hinged | DOHI-226 | 03 | DOHI-226.03 | DOOR: hinged, 2 leaves, 2000 clear opening, solid, small vision panel, with cover |  |  | 1 | DOOR | TRUE | FALSE | FALSE
DO | Doors | HI | Hinged | DOHI-226 | 04 | DOHI-226.04 | DOOR: hinged, 2 leaves, 2000 clear opening, solid, small vision panel, with switchable glass |  |  | 1 | DOOR | TRUE | FALSE | FALSE
DO | Doors | HI | Hinged | DOHI-226 | 05 | DOHI-226.05 | DOOR: hinged, 2 leaves, 2000 clear opening, solid, shielded, small vision panel, lead glass |  |  | 1 | DOOR | TRUE | FALSE | FALSE
DO | Doors | HI | Hinged | DOHI-226 | 06 | DOHI-226.06 | DOOR: hinged, 2 leaves, 2000 clear opening, solid, shielded, small vision panel, lead glass, with integral blind |  |  | 1 | DOOR | TRUE | FALSE | FALSE
DO | Doors | HI | Hinged | DOHI-226 | 07 | DOHI-226.07 | DOOR: hinged, 2 leaves, 2000 clear opening, solid, shielded, small vision panel, lead glass, with cover |  |  | 1 | DOOR | TRUE | FALSE | FALSE
DO | Doors | HI | Hinged | DOHI-226 | 08 | DOHI-226.08 | DOOR: hinged, 2 leaves, 2000 clear opening, solid, anti-ligature, small vision panel |  |  | 1 | DOOR | TRUE | FALSE | FALSE
DO | Doors | HI | Hinged | DOHI-226 | 09 | DOHI-226.09 | DOOR: hinged, 2 leaves, 2000 clear opening, solid, anti-ligature, small vision panel, with integral blind |  |  | 1 | DOOR | TRUE | FALSE | FALSE
DO | Doors | HI | Hinged | DOHI-226 | 10 | DOHI-226.10 | DOOR: hinged, 2 leaves, 2000 clear opening, solid, anti-ligature, small vision panel, with switchable glass |  |  | 1 | DOOR | TRUE | FALSE | FALSE
DO | Doors | HI | Hinged | DOHI-226 | 11 | DOHI-226.11 | DOOR: hinged, 2 leaves, 2000 clear opening, solid, anti-ligature and anti-barricade, small vision panel |  |  | 1 | DOOR | TRUE | FALSE | FALSE
DO | Doors | HI | Hinged | DOHI-226 | 12 | DOHI-226.12 | DOOR: hinged, 2 leaves, 2000 clear opening, solid, anti-ligature and anti-barricade, small vision panel, with integral blind |  |  | 1 | DOOR | TRUE | FALSE | FALSE
DO | Doors | HI | Hinged | DOHI-226 | 13 | DOHI-226.13 | DOOR: hinged, 2 leaves, 2000 clear opening, solid, anti-ligature and anti-barricade, small vision panel, with switchable glass |  |  | 1 | DOOR | TRUE | FALSE | FALSE
DO | Doors | HI | Hinged | DOHI-227 | 01 | DOHI-227.01 | DOOR: hinged, 2 leaves, 2100 clear opening, solid, small vision panel |  |  | 1 | DOOR | TRUE | FALSE | FALSE
DO | Doors | HI | Hinged | DOHI-227 | 02 | DOHI-227.02 | DOOR: hinged, 2 leaves, 2100 clear opening, solid, small vision panel, with integral blind |  |  | 1 | DOOR | TRUE | FALSE | FALSE
DO | Doors | HI | Hinged | DOHI-227 | 03 | DOHI-227.03 | DOOR: hinged, 2 leaves, 2100 clear opening, solid, small vision panel, with cover |  |  | 1 | DOOR | TRUE | FALSE | FALSE
DO | Doors | HI | Hinged | DOHI-227 | 04 | DOHI-227.04 | DOOR: hinged, 2 leaves, 2100 clear opening, solid, small vision panel, with switchable glass |  |  | 1 | DOOR | TRUE | FALSE | FALSE
DO | Doors | HI | Hinged | DOHI-227 | 05 | DOHI-227.05 | DOOR: hinged, 2 leaves, 2100 clear opening, solid, shielded, small vision panel, lead glass |  |  | 1 | DOOR | TRUE | FALSE | FALSE
DO | Doors | HI | Hinged | DOHI-227 | 06 | DOHI-227.06 | DOOR: hinged, 2 leaves, 2100 clear opening, solid, shielded, small vision panel, lead glass, with integral blind |  |  | 1 | DOOR | TRUE | FALSE | FALSE
DO | Doors | HI | Hinged | DOHI-227 | 07 | DOHI-227.07 | DOOR: hinged, 2 leaves, 2100 clear opening, solid, shielded, small vision panel, lead glass, with cover |  |  | 1 | DOOR | TRUE | FALSE | FALSE
DO | Doors | HI | Hinged | DOHI-227 | 08 | DOHI-227.08 | DOOR: hinged, 2 leaves, 2100 clear opening, solid, anti-ligature, small vision panel |  |  | 1 | DOOR | TRUE | FALSE | FALSE
DO | Doors | HI | Hinged | DOHI-227 | 09 | DOHI-227.09 | DOOR: hinged, 2 leaves, 2100 clear opening, solid, anti-ligature, small vision panel, with integral blind |  |  | 1 | DOOR | TRUE | FALSE | FALSE
DO | Doors | HI | Hinged | DOHI-227 | 10 | DOHI-227.10 | DOOR: hinged, 2 leaves, 2100 clear opening, solid, anti-ligature, small vision panel, with switchable glass |  |  | 1 | DOOR | TRUE | FALSE | FALSE
DO | Doors | HI | Hinged | DOHI-227 | 11 | DOHI-227.11 | DOOR: hinged, 2 leaves, 2100 clear opening, solid, anti-ligature and anti-barricade, small vision panel |  |  | 1 | DOOR | TRUE | FALSE | FALSE
DO | Doors | HI | Hinged | DOHI-227 | 12 | DOHI-227.12 | DOOR: hinged, 2 leaves, 2100 clear opening, solid, anti-ligature and anti-barricade, small vision panel, with integral blind |  |  | 1 | DOOR | TRUE | FALSE | FALSE
DO | Doors | HI | Hinged | DOHI-227 | 13 | DOHI-227.13 | DOOR: hinged, 2 leaves, 2100 clear opening, solid, anti-ligature and anti-barricade, small vision panel, with switchable glass |  |  | 1 | DOOR | TRUE | FALSE | FALSE
DO | Doors | HI | Hinged | DOHI-228 | 01 | DOHI-228.01 | DOOR: hinged, 2 leaves, 2200 clear opening, solid, small vision panel |  |  | 1 | DOOR | TRUE | FALSE | FALSE
DO | Doors | HI | Hinged | DOHI-228 | 02 | DOHI-228.02 | DOOR: hinged, 2 leaves, 2200 clear opening, solid, small vision panel, with integral blind |  |  | 1 | DOOR | TRUE | FALSE | FALSE
DO | Doors | HI | Hinged | DOHI-228 | 03 | DOHI-228.03 | DOOR: hinged, 2 leaves, 2200 clear opening, solid, small vision panel, with cover |  |  | 1 | DOOR | TRUE | FALSE | FALSE
DO | Doors | HI | Hinged | DOHI-228 | 04 | DOHI-228.04 | DOOR: hinged, 2 leaves, 2200 clear opening, solid, small vision panel, with switchable glass |  |  | 1 | DOOR | TRUE | FALSE | FALSE
DO | Doors | HI | Hinged | DOHI-228 | 05 | DOHI-228.05 | DOOR: hinged, 2 leaves, 2200 clear opening, solid, shielded, small vision panel, lead glass |  |  | 1 | DOOR | TRUE | FALSE | FALSE
DO | Doors | HI | Hinged | DOHI-228 | 06 | DOHI-228.06 | DOOR: hinged, 2 leaves, 2200 clear opening, solid, shielded, small vision panel, lead glass, with integral blind |  |  | 1 | DOOR | TRUE | FALSE | FALSE
DO | Doors | HI | Hinged | DOHI-228 | 07 | DOHI-228.07 | DOOR: hinged, 2 leaves, 2200 clear opening, solid, shielded, small vision panel, lead glass, with cover |  |  | 1 | DOOR | TRUE | FALSE | FALSE
DO | Doors | HI | Hinged | DOHI-228 | 08 | DOHI-228.08 | DOOR: hinged, 2 leaves, 2200 clear opening, solid, anti-ligature, small vision panel |  |  | 1 | DOOR | TRUE | FALSE | FALSE
DO | Doors | HI | Hinged | DOHI-228 | 09 | DOHI-228.09 | DOOR: hinged, 2 leaves, 2200 clear opening, solid, anti-ligature, small vision panel, with integral blind |  |  | 1 | DOOR | TRUE | FALSE | FALSE
DO | Doors | HI | Hinged | DOHI-228 | 10 | DOHI-228.10 | DOOR: hinged, 2 leaves, 2200 clear opening, solid, anti-ligature, small vision panel, with switchable glass |  |  | 1 | DOOR | TRUE | FALSE | FALSE
DO | Doors | HI | Hinged | DOHI-228 | 11 | DOHI-228.11 | DOOR: hinged, 2 leaves, 2200 clear opening, solid, anti-ligature and anti-barricade, small vision panel |  |  | 1 | DOOR | TRUE | FALSE | FALSE
DO | Doors | HI | Hinged | DOHI-228 | 12 | DOHI-228.12 | DOOR: hinged, 2 leaves, 2200 clear opening, solid, anti-ligature and anti-barricade, small vision panel, with integral blind |  |  | 1 | DOOR | TRUE | FALSE | FALSE
DO | Doors | HI | Hinged | DOHI-228 | 13 | DOHI-228.13 | DOOR: hinged, 2 leaves, 2200 clear opening, solid, anti-ligature and anti-barricade, small vision panel, with switchable glass |  |  | 1 | DOOR | TRUE | FALSE | FALSE
DO | Doors | HI | Hinged | DOHI-229 | 01 | DOHI-229.01 | DOOR: hinged, 2 leaves, 2300 clear opening, solid, small vision panel |  |  | 1 | DOOR | TRUE | FALSE | FALSE
DO | Doors | HI | Hinged | DOHI-229 | 02 | DOHI-229.02 | DOOR: hinged, 2 leaves, 2300 clear opening, solid, small vision panel, with integral blind |  |  | 1 | DOOR | TRUE | FALSE | FALSE
DO | Doors | HI | Hinged | DOHI-229 | 03 | DOHI-229.03 | DOOR: hinged, 2 leaves, 2300 clear opening, solid, small vision panel, with cover |  |  | 1 | DOOR | TRUE | FALSE | FALSE
DO | Doors | HI | Hinged | DOHI-229 | 04 | DOHI-229.04 | DOOR: hinged, 2 leaves, 2300 clear opening, solid, small vision panel, with switchable glass |  |  | 1 | DOOR | TRUE | FALSE | FALSE
DO | Doors | HI | Hinged | DOHI-229 | 05 | DOHI-229.05 | DOOR: hinged, 2 leaves, 2300 clear opening, solid, shielded, small vision panel, lead glass |  |  | 1 | DOOR | TRUE | FALSE | FALSE
DO | Doors | HI | Hinged | DOHI-229 | 06 | DOHI-229.06 | DOOR: hinged, 2 leaves, 2300 clear opening, solid, shielded, small vision panel, lead glass, with integral blind |  |  | 1 | DOOR | TRUE | FALSE | FALSE
DO | Doors | HI | Hinged | DOHI-229 | 07 | DOHI-229.07 | DOOR: hinged, 2 leaves, 2300 clear opening, solid, shielded, small vision panel, lead glass, with cover |  |  | 1 | DOOR | TRUE | FALSE | FALSE
DO | Doors | HI | Hinged | DOHI-229 | 08 | DOHI-229.08 | DOOR: hinged, 2 leaves, 2300 clear opening, solid, anti-ligature, small vision panel |  |  | 1 | DOOR | TRUE | FALSE | FALSE
DO | Doors | HI | Hinged | DOHI-229 | 09 | DOHI-229.09 | DOOR: hinged, 2 leaves, 2300 clear opening, solid, anti-ligature, small vision panel, with integral blind |  |  | 1 | DOOR | TRUE | FALSE | FALSE
DO | Doors | HI | Hinged | DOHI-229 | 10 | DOHI-229.10 | DOOR: hinged, 2 leaves, 2300 clear opening, solid, anti-ligature, small vision panel, with switchable glass |  |  | 1 | DOOR | TRUE | FALSE | FALSE
DO | Doors | HI | Hinged | DOHI-229 | 11 | DOHI-229.11 | DOOR: hinged, 2 leaves, 2300 clear opening, solid, anti-ligature and anti-barricade, small vision panel |  |  | 1 | DOOR | TRUE | FALSE | FALSE
DO | Doors | HI | Hinged | DOHI-229 | 12 | DOHI-229.12 | DOOR: hinged, 2 leaves, 2300 clear opening, solid, anti-ligature and anti-barricade, small vision panel, with integral blind |  |  | 1 | DOOR | TRUE | FALSE | FALSE
DO | Doors | HI | Hinged | DOHI-229 | 13 | DOHI-229.13 | DOOR: hinged, 2 leaves, 2300 clear opening, solid, anti-ligature and anti-barricade, small vision panel, with switchable glass |  |  | 1 | DOOR | TRUE | FALSE | FALSE
DO | Doors | HI | Hinged | DOHI-231 | 01 | DOHI-231.01 | DOOR: hinged, 2 leaves, 1500 clear opening, solid, tall vision panel |  |  | 1 | DOOR | TRUE | FALSE | FALSE
DO | Doors | HI | Hinged | DOHI-231 | 02 | DOHI-231.02 | DOOR: hinged, 2 leaves, 1500 clear opening, solid, tall vision panel, with integral blind |  |  | 1 | DOOR | TRUE | FALSE | FALSE
DO | Doors | HI | Hinged | DOHI-231 | 03 | DOHI-231.03 | DOOR: hinged, 2 leaves, 1500 clear opening, solid, tall vision panel, with switchable glass |  |  | 1 | DOOR | TRUE | FALSE | FALSE
DO | Doors | HI | Hinged | DOHI-231 | 04 | DOHI-231.04 | DOOR: hinged, 2 leaves, 1500 clear opening, solid, shielded, tall vision panel, lead glass |  |  | 1 | DOOR | TRUE | FALSE | FALSE
DO | Doors | HI | Hinged | DOHI-231 | 05 | DOHI-231.05 | DOOR: hinged, 2 leaves, 1500 clear opening, solid, shielded, tall vision panel, lead glass, with integral blind |  |  | 1 | DOOR | TRUE | FALSE | FALSE
DO | Doors | HI | Hinged | DOHI-231 | 06 | DOHI-231.06 | DOOR: hinged, 2 leaves, 1500 clear opening, solid, anti-ligature, tall vision panel |  |  | 1 | DOOR | TRUE | FALSE | FALSE
DO | Doors | HI | Hinged | DOHI-231 | 07 | DOHI-231.07 | DOOR: hinged, 2 leaves, 1500 clear opening, solid, anti-ligature, tall vision panel, with integral blind |  |  | 1 | DOOR | TRUE | FALSE | FALSE
DO | Doors | HI | Hinged | DOHI-231 | 08 | DOHI-231.08 | DOOR: hinged, 2 leaves, 1500 clear opening, solid, anti-ligature, tall vision panel, with switchable glass |  |  | 1 | DOOR | TRUE | FALSE | FALSE
DO | Doors | HI | Hinged | DOHI-231 | 09 | DOHI-231.09 | DOOR: hinged, 2 leaves, 1500 clear opening, solid, anti-ligature and anti-barricade, tall vision panel |  |  | 1 | DOOR | TRUE | FALSE | FALSE
DO | Doors | HI | Hinged | DOHI-231 | 10 | DOHI-231.10 | DOOR: hinged, 2 leaves, 1500 clear opening, solid, anti-ligature and anti-barricade, tall vision panel, with integral blind |  |  | 1 | DOOR | TRUE | FALSE | FALSE
DO | Doors | HI | Hinged | DOHI-231 | 11 | DOHI-231.11 | DOOR: hinged, 2 leaves, 1500 clear opening, solid, anti-ligature and anti-barricade, tall vision panel, with switchable glass |  |  | 1 | DOOR | TRUE | FALSE | FALSE
DO | Doors | HI | Hinged | DOHI-232 | 01 | DOHI-232.01 | DOOR: hinged, 2 leaves, 1600 clear opening, solid, tall vision panel |  |  | 1 | DOOR | TRUE | FALSE | FALSE
DO | Doors | HI | Hinged | DOHI-232 | 02 | DOHI-232.02 | DOOR: hinged, 2 leaves, 1600 clear opening, solid, tall vision panel, with integral blind |  |  | 1 | DOOR | TRUE | FALSE | FALSE
DO | Doors | HI | Hinged | DOHI-232 | 03 | DOHI-232.03 | DOOR: hinged, 2 leaves, 1600 clear opening, solid, tall vision panel, with switchable glass |  |  | 1 | DOOR | TRUE | FALSE | FALSE
DO | Doors | HI | Hinged | DOHI-232 | 04 | DOHI-232.04 | DOOR: hinged, 2 leaves, 1600 clear opening, solid, shielded, tall vision panel, lead glass |  |  | 1 | DOOR | TRUE | FALSE | FALSE
DO | Doors | HI | Hinged | DOHI-232 | 05 | DOHI-232.05 | DOOR: hinged, 2 leaves, 1600 clear opening, solid, shielded, tall vision panel, lead glass, with integral blind |  |  | 1 | DOOR | TRUE | FALSE | FALSE
DO | Doors | HI | Hinged | DOHI-232 | 06 | DOHI-232.06 | DOOR: hinged, 2 leaves, 1600 clear opening, solid, anti-ligature, tall vision panel |  |  | 1 | DOOR | TRUE | FALSE | FALSE
DO | Doors | HI | Hinged | DOHI-232 | 07 | DOHI-232.07 | DOOR: hinged, 2 leaves, 1600 clear opening, solid, anti-ligature, tall vision panel, with integral blind |  |  | 1 | DOOR | TRUE | FALSE | FALSE
DO | Doors | HI | Hinged | DOHI-232 | 08 | DOHI-232.08 | DOOR: hinged, 2 leaves, 1600 clear opening, solid, anti-ligature, tall vision panel, with switchable glass |  |  | 1 | DOOR | TRUE | FALSE | FALSE
DO | Doors | HI | Hinged | DOHI-232 | 09 | DOHI-232.09 | DOOR: hinged, 2 leaves, 1600 clear opening, solid, anti-ligature and anti-barricade, tall vision panel |  |  | 1 | DOOR | TRUE | FALSE | FALSE
DO | Doors | HI | Hinged | DOHI-232 | 10 | DOHI-232.10 | DOOR: hinged, 2 leaves, 1600 clear opening, solid, anti-ligature and anti-barricade, tall vision panel, with integral blind |  |  | 1 | DOOR | TRUE | FALSE | FALSE
DO | Doors | HI | Hinged | DOHI-232 | 11 | DOHI-232.11 | DOOR: hinged, 2 leaves, 1600 clear opening, solid, anti-ligature and anti-barricade, tall vision panel, with switchable glass |  |  | 1 | DOOR | TRUE | FALSE | FALSE
DO | Doors | HI | Hinged | DOHI-233 | 01 | DOHI-233.01 | DOOR: hinged, 2 leaves, 1700 clear opening, solid, tall vision panel |  |  | 1 | DOOR | TRUE | FALSE | FALSE
DO | Doors | HI | Hinged | DOHI-233 | 02 | DOHI-233.02 | DOOR: hinged, 2 leaves, 1700 clear opening, solid, tall vision panel, with integral blind |  |  | 1 | DOOR | TRUE | FALSE | FALSE
DO | Doors | HI | Hinged | DOHI-233 | 03 | DOHI-233.03 | DOOR: hinged, 2 leaves, 1700 clear opening, solid, tall vision panel, with switchable glass |  |  | 1 | DOOR | TRUE | FALSE | FALSE
DO | Doors | HI | Hinged | DOHI-233 | 04 | DOHI-233.04 | DOOR: hinged, 2 leaves, 1700 clear opening, solid, shielded, tall vision panel, lead glass |  |  | 1 | DOOR | TRUE | FALSE | FALSE
DO | Doors | HI | Hinged | DOHI-233 | 05 | DOHI-233.05 | DOOR: hinged, 2 leaves, 1700 clear opening, solid, shielded, tall vision panel, lead glass, with integral blind |  |  | 1 | DOOR | TRUE | FALSE | FALSE
DO | Doors | HI | Hinged | DOHI-233 | 06 | DOHI-233.06 | DOOR: hinged, 2 leaves, 1700 clear opening, solid, anti-ligature, tall vision panel |  |  | 1 | DOOR | TRUE | FALSE | FALSE
DO | Doors | HI | Hinged | DOHI-233 | 07 | DOHI-233.07 | DOOR: hinged, 2 leaves, 1700 clear opening, solid, anti-ligature, tall vision panel, with integral blind |  |  | 1 | DOOR | TRUE | FALSE | FALSE
DO | Doors | HI | Hinged | DOHI-233 | 08 | DOHI-233.08 | DOOR: hinged, 2 leaves, 1700 clear opening, solid, anti-ligature, tall vision panel, with switchable glass |  |  | 1 | DOOR | TRUE | FALSE | FALSE
DO | Doors | HI | Hinged | DOHI-233 | 09 | DOHI-233.09 | DOOR: hinged, 2 leaves, 1700 clear opening, solid, anti-ligature and anti-barricade, tall vision panel |  |  | 1 | DOOR | TRUE | FALSE | FALSE
DO | Doors | HI | Hinged | DOHI-233 | 10 | DOHI-233.10 | DOOR: hinged, 2 leaves, 1700 clear opening, solid, anti-ligature and anti-barricade, tall vision panel, with integral blind |  |  | 1 | DOOR | TRUE | FALSE | FALSE
DO | Doors | HI | Hinged | DOHI-233 | 11 | DOHI-233.11 | DOOR: hinged, 2 leaves, 1700 clear opening, solid, anti-ligature and anti-barricade, tall vision panel, with switchable glass |  |  | 1 | DOOR | TRUE | FALSE | FALSE
DO | Doors | HI | Hinged | DOHI-234 | 01 | DOHI-234.01 | DOOR: hinged, 2 leaves, 1800 clear opening, solid, tall vision panel |  |  | 1 | DOOR | TRUE | FALSE | FALSE
DO | Doors | HI | Hinged | DOHI-234 | 02 | DOHI-234.02 | DOOR: hinged, 2 leaves, 1800 clear opening, solid, tall vision panel, with integral blind |  |  | 1 | DOOR | TRUE | FALSE | FALSE
DO | Doors | HI | Hinged | DOHI-234 | 03 | DOHI-234.03 | DOOR: hinged, 2 leaves, 1800 clear opening, solid, tall vision panel, with switchable glass |  |  | 1 | DOOR | TRUE | FALSE | FALSE
DO | Doors | HI | Hinged | DOHI-234 | 04 | DOHI-234.04 | DOOR: hinged, 2 leaves, 1800 clear opening, solid, shielded, tall vision panel, lead glass |  |  | 1 | DOOR | TRUE | FALSE | FALSE
DO | Doors | HI | Hinged | DOHI-234 | 05 | DOHI-234.05 | DOOR: hinged, 2 leaves, 1800 clear opening, solid, shielded, tall vision panel, lead glass, with integral blind |  |  | 1 | DOOR | TRUE | FALSE | FALSE
DO | Doors | HI | Hinged | DOHI-234 | 06 | DOHI-234.06 | DOOR: hinged, 2 leaves, 1800 clear opening, solid, anti-ligature, tall vision panel |  |  | 1 | DOOR | TRUE | FALSE | FALSE
DO | Doors | HI | Hinged | DOHI-234 | 07 | DOHI-234.07 | DOOR: hinged, 2 leaves, 1800 clear opening, solid, anti-ligature, tall vision panel, with integral blind |  |  | 1 | DOOR | TRUE | FALSE | FALSE
DO | Doors | HI | Hinged | DOHI-234 | 08 | DOHI-234.08 | DOOR: hinged, 2 leaves, 1800 clear opening, solid, anti-ligature, tall vision panel, with switchable glass |  |  | 1 | DOOR | TRUE | FALSE | FALSE
DO | Doors | HI | Hinged | DOHI-234 | 09 | DOHI-234.09 | DOOR: hinged, 2 leaves, 1800 clear opening, solid, anti-ligature and anti-barricade, tall vision panel |  |  | 1 | DOOR | TRUE | FALSE | FALSE
DO | Doors | HI | Hinged | DOHI-234 | 10 | DOHI-234.10 | DOOR: hinged, 2 leaves, 1800 clear opening, solid, anti-ligature and anti-barricade, tall vision panel, with integral blind |  |  | 1 | DOOR | TRUE | FALSE | FALSE
DO | Doors | HI | Hinged | DOHI-234 | 11 | DOHI-234.11 | DOOR: hinged, 2 leaves, 1800 clear opening, solid, anti-ligature and anti-barricade, tall vision panel, with switchable glass |  |  | 1 | DOOR | TRUE | FALSE | FALSE
DO | Doors | HI | Hinged | DOHI-235 | 01 | DOHI-235.01 | DOOR: hinged, 2 leaves, 1900 clear opening, solid, tall vision panel |  |  | 1 | DOOR | TRUE | FALSE | FALSE
DO | Doors | HI | Hinged | DOHI-235 | 02 | DOHI-235.02 | DOOR: hinged, 2 leaves, 1900 clear opening, solid, tall vision panel, with integral blind |  |  | 1 | DOOR | TRUE | FALSE | FALSE
DO | Doors | HI | Hinged | DOHI-235 | 03 | DOHI-235.03 | DOOR: hinged, 2 leaves, 1900 clear opening, solid, tall vision panel, with switchable glass |  |  | 1 | DOOR | TRUE | FALSE | FALSE
DO | Doors | HI | Hinged | DOHI-235 | 04 | DOHI-235.04 | DOOR: hinged, 2 leaves, 1900 clear opening, solid, shielded, tall vision panel, lead glass |  |  | 1 | DOOR | TRUE | FALSE | FALSE
DO | Doors | HI | Hinged | DOHI-235 | 05 | DOHI-235.05 | DOOR: hinged, 2 leaves, 1900 clear opening, solid, shielded, tall vision panel, lead glass, with integral blind |  |  | 1 | DOOR | TRUE | FALSE | FALSE
DO | Doors | HI | Hinged | DOHI-235 | 06 | DOHI-235.06 | DOOR: hinged, 2 leaves, 1900 clear opening, solid, anti-ligature, tall vision panel |  |  | 1 | DOOR | TRUE | FALSE | FALSE
DO | Doors | HI | Hinged | DOHI-235 | 07 | DOHI-235.07 | DOOR: hinged, 2 leaves, 1900 clear opening, solid, anti-ligature, tall vision panel, with integral blind |  |  | 1 | DOOR | TRUE | FALSE | FALSE
DO | Doors | HI | Hinged | DOHI-235 | 08 | DOHI-235.08 | DOOR: hinged, 2 leaves, 1900 clear opening, solid, anti-ligature, tall vision panel, with switchable glass |  |  | 1 | DOOR | TRUE | FALSE | FALSE
DO | Doors | HI | Hinged | DOHI-235 | 09 | DOHI-235.09 | DOOR: hinged, 2 leaves, 1900 clear opening, solid, anti-ligature and anti-barricade, tall vision panel |  |  | 1 | DOOR | TRUE | FALSE | FALSE
DO | Doors | HI | Hinged | DOHI-235 | 10 | DOHI-235.10 | DOOR: hinged, 2 leaves, 1900 clear opening, solid, anti-ligature and anti-barricade, tall vision panel, with integral blind |  |  | 1 | DOOR | TRUE | FALSE | FALSE
DO | Doors | HI | Hinged | DOHI-235 | 11 | DOHI-235.11 | DOOR: hinged, 2 leaves, 1900 clear opening, solid, anti-ligature and anti-barricade, tall vision panel, with switchable glass |  |  | 1 | DOOR | TRUE | FALSE | FALSE
DO | Doors | HI | Hinged | DOHI-236 | 01 | DOHI-236.01 | DOOR: hinged, 2 leaves, 2000 clear opening, solid, tall vision panel |  |  | 1 | DOOR | TRUE | FALSE | FALSE
DO | Doors | HI | Hinged | DOHI-236 | 02 | DOHI-236.02 | DOOR: hinged, 2 leaves, 2000 clear opening, solid, tall vision panel, with integral blind |  |  | 1 | DOOR | TRUE | FALSE | FALSE
DO | Doors | HI | Hinged | DOHI-236 | 03 | DOHI-236.03 | DOOR: hinged, 2 leaves, 2000 clear opening, solid, tall vision panel, with switchable glass |  |  | 1 | DOOR | TRUE | FALSE | FALSE
DO | Doors | HI | Hinged | DOHI-236 | 04 | DOHI-236.04 | DOOR: hinged, 2 leaves, 2000 clear opening, solid, shielded, tall vision panel, lead glass |  |  | 1 | DOOR | TRUE | FALSE | FALSE
DO | Doors | HI | Hinged | DOHI-236 | 05 | DOHI-236.05 | DOOR: hinged, 2 leaves, 2000 clear opening, solid, shielded, tall vision panel, lead glass, with integral blind |  |  | 1 | DOOR | TRUE | FALSE | FALSE
DO | Doors | HI | Hinged | DOHI-236 | 06 | DOHI-236.06 | DOOR: hinged, 2 leaves, 2000 clear opening, solid, anti-ligature, tall vision panel |  |  | 1 | DOOR | TRUE | FALSE | FALSE
DO | Doors | HI | Hinged | DOHI-236 | 07 | DOHI-236.07 | DOOR: hinged, 2 leaves, 2000 clear opening, solid, anti-ligature, tall vision panel, with integral blind |  |  | 1 | DOOR | TRUE | FALSE | FALSE
DO | Doors | HI | Hinged | DOHI-236 | 08 | DOHI-236.08 | DOOR: hinged, 2 leaves, 2000 clear opening, solid, anti-ligature, tall vision panel, with switchable glass |  |  | 1 | DOOR | TRUE | FALSE | FALSE
DO | Doors | HI | Hinged | DOHI-236 | 09 | DOHI-236.09 | DOOR: hinged, 2 leaves, 2000 clear opening, solid, anti-ligature and anti-barricade, tall vision panel |  |  | 1 | DOOR | TRUE | FALSE | FALSE
DO | Doors | HI | Hinged | DOHI-236 | 10 | DOHI-236.10 | DOOR: hinged, 2 leaves, 2000 clear opening, solid, anti-ligature and anti-barricade, tall vision panel, with integral blind |  |  | 1 | DOOR | TRUE | FALSE | FALSE
DO | Doors | HI | Hinged | DOHI-236 | 11 | DOHI-236.11 | DOOR: hinged, 2 leaves, 2000 clear opening, solid, anti-ligature and anti-barricade, tall vision panel, with switchable glass |  |  | 1 | DOOR | TRUE | FALSE | FALSE
DO | Doors | HI | Hinged | DOHI-237 | 01 | DOHI-237.01 | DOOR: hinged, 2 leaves, 2100 clear opening, solid, tall vision panel |  |  | 1 | DOOR | TRUE | FALSE | FALSE
DO | Doors | HI | Hinged | DOHI-237 | 02 | DOHI-237.02 | DOOR: hinged, 2 leaves, 2100 clear opening, solid, tall vision panel, with integral blind |  |  | 1 | DOOR | TRUE | FALSE | FALSE
DO | Doors | HI | Hinged | DOHI-237 | 03 | DOHI-237.03 | DOOR: hinged, 2 leaves, 2100 clear opening, solid, tall vision panel, with switchable glass |  |  | 1 | DOOR | TRUE | FALSE | FALSE
DO | Doors | HI | Hinged | DOHI-237 | 04 | DOHI-237.04 | DOOR: hinged, 2 leaves, 2100 clear opening, solid, shielded, tall vision panel, lead glass |  |  | 1 | DOOR | TRUE | FALSE | FALSE
DO | Doors | HI | Hinged | DOHI-237 | 05 | DOHI-237.05 | DOOR: hinged, 2 leaves, 2100 clear opening, solid, shielded, tall vision panel, lead glass, with integral blind |  |  | 1 | DOOR | TRUE | FALSE | FALSE
DO | Doors | HI | Hinged | DOHI-237 | 06 | DOHI-237.06 | DOOR: hinged, 2 leaves, 2100 clear opening, solid, anti-ligature, tall vision panel |  |  | 1 | DOOR | TRUE | FALSE | FALSE
DO | Doors | HI | Hinged | DOHI-237 | 07 | DOHI-237.07 | DOOR: hinged, 2 leaves, 2100 clear opening, solid, anti-ligature, tall vision panel, with integral blind |  |  | 1 | DOOR | TRUE | FALSE | FALSE
DO | Doors | HI | Hinged | DOHI-237 | 08 | DOHI-237.08 | DOOR: hinged, 2 leaves, 2100 clear opening, solid, anti-ligature, tall vision panel, with switchable glass |  |  | 1 | DOOR | TRUE | FALSE | FALSE
DO | Doors | HI | Hinged | DOHI-237 | 09 | DOHI-237.09 | DOOR: hinged, 2 leaves, 2100 clear opening, solid, anti-ligature and anti-barricade, tall vision panel |  |  | 1 | DOOR | TRUE | FALSE | FALSE
DO | Doors | HI | Hinged | DOHI-237 | 10 | DOHI-237.10 | DOOR: hinged, 2 leaves, 2100 clear opening, solid, anti-ligature and anti-barricade, tall vision panel, with integral blind |  |  | 1 | DOOR | TRUE | FALSE | FALSE
DO | Doors | HI | Hinged | DOHI-237 | 11 | DOHI-237.11 | DOOR: hinged, 2 leaves, 2100 clear opening, solid, anti-ligature and anti-barricade, tall vision panel, with switchable glass |  |  | 1 | DOOR | TRUE | FALSE | FALSE
DO | Doors | HI | Hinged | DOHI-238 | 01 | DOHI-238.01 | DOOR: hinged, 2 leaves, 2200 clear opening, solid, tall vision panel |  |  | 1 | DOOR | TRUE | FALSE | FALSE
DO | Doors | HI | Hinged | DOHI-238 | 02 | DOHI-238.02 | DOOR: hinged, 2 leaves, 2200 clear opening, solid, tall vision panel, with integral blind |  |  | 1 | DOOR | TRUE | FALSE | FALSE
DO | Doors | HI | Hinged | DOHI-238 | 03 | DOHI-238.03 | DOOR: hinged, 2 leaves, 2200 clear opening, solid, tall vision panel, with switchable glass |  |  | 1 | DOOR | TRUE | FALSE | FALSE
DO | Doors | HI | Hinged | DOHI-238 | 04 | DOHI-238.04 | DOOR: hinged, 2 leaves, 2200 clear opening, solid, shielded, tall vision panel, lead glass |  |  | 1 | DOOR | TRUE | FALSE | FALSE
DO | Doors | HI | Hinged | DOHI-238 | 05 | DOHI-238.05 | DOOR: hinged, 2 leaves, 2200 clear opening, solid, shielded, tall vision panel, lead glass, with integral blind |  |  | 1 | DOOR | TRUE | FALSE | FALSE
DO | Doors | HI | Hinged | DOHI-238 | 06 | DOHI-238.06 | DOOR: hinged, 2 leaves, 2200 clear opening, solid, anti-ligature, tall vision panel |  |  | 1 | DOOR | TRUE | FALSE | FALSE
DO | Doors | HI | Hinged | DOHI-238 | 07 | DOHI-238.07 | DOOR: hinged, 2 leaves, 2200 clear opening, solid, anti-ligature, tall vision panel, with integral blind |  |  | 1 | DOOR | TRUE | FALSE | FALSE
DO | Doors | HI | Hinged | DOHI-238 | 08 | DOHI-238.08 | DOOR: hinged, 2 leaves, 2200 clear opening, solid, anti-ligature, tall vision panel, with switchable glass |  |  | 1 | DOOR | TRUE | FALSE | FALSE
DO | Doors | HI | Hinged | DOHI-238 | 09 | DOHI-238.09 | DOOR: hinged, 2 leaves, 2200 clear opening, solid, anti-ligature and anti-barricade, tall vision panel |  |  | 1 | DOOR | TRUE | FALSE | FALSE
DO | Doors | HI | Hinged | DOHI-238 | 10 | DOHI-238.10 | DOOR: hinged, 2 leaves, 2200 clear opening, solid, anti-ligature and anti-barricade, tall vision panel, with integral blind |  |  | 1 | DOOR | TRUE | FALSE | FALSE
DO | Doors | HI | Hinged | DOHI-238 | 11 | DOHI-238.11 | DOOR: hinged, 2 leaves, 2200 clear opening, solid, anti-ligature and anti-barricade, tall vision panel, with switchable glass |  |  | 1 | DOOR | TRUE | FALSE | FALSE
DO | Doors | HI | Hinged | DOHI-239 | 01 | DOHI-239.01 | DOOR: hinged, 2 leaves, 2300 clear opening, solid, tall vision panel |  |  | 1 | DOOR | TRUE | FALSE | FALSE
DO | Doors | HI | Hinged | DOHI-239 | 02 | DOHI-239.02 | DOOR: hinged, 2 leaves, 2300 clear opening, solid, tall vision panel, with integral blind |  |  | 1 | DOOR | TRUE | FALSE | FALSE
DO | Doors | HI | Hinged | DOHI-239 | 03 | DOHI-239.03 | DOOR: hinged, 2 leaves, 2300 clear opening, solid, tall vision panel, with switchable glass |  |  | 1 | DOOR | TRUE | FALSE | FALSE
DO | Doors | HI | Hinged | DOHI-239 | 04 | DOHI-239.04 | DOOR: hinged, 2 leaves, 2300 clear opening, solid, shielded, tall vision panel, lead glass |  |  | 1 | DOOR | TRUE | FALSE | FALSE
DO | Doors | HI | Hinged | DOHI-239 | 05 | DOHI-239.05 | DOOR: hinged, 2 leaves, 2300 clear opening, solid, shielded, tall vision panel, lead glass, with integral blind |  |  | 1 | DOOR | TRUE | FALSE | FALSE
DO | Doors | HI | Hinged | DOHI-239 | 06 | DOHI-239.06 | DOOR: hinged, 2 leaves, 2300 clear opening, solid, anti-ligature, tall vision panel |  |  | 1 | DOOR | TRUE | FALSE | FALSE
DO | Doors | HI | Hinged | DOHI-239 | 07 | DOHI-239.07 | DOOR: hinged, 2 leaves, 2300 clear opening, solid, anti-ligature, tall vision panel, with integral blind |  |  | 1 | DOOR | TRUE | FALSE | FALSE
DO | Doors | HI | Hinged | DOHI-239 | 08 | DOHI-239.08 | DOOR: hinged, 2 leaves, 2300 clear opening, solid, anti-ligature, tall vision panel, with switchable glass |  |  | 1 | DOOR | TRUE | FALSE | FALSE
DO | Doors | HI | Hinged | DOHI-239 | 09 | DOHI-239.09 | DOOR: hinged, 2 leaves, 2300 clear opening, solid, anti-ligature and anti-barricade, tall vision panel |  |  | 1 | DOOR | TRUE | FALSE | FALSE
DO | Doors | HI | Hinged | DOHI-239 | 10 | DOHI-239.10 | DOOR: hinged, 2 leaves, 2300 clear opening, solid, anti-ligature and anti-barricade, tall vision panel, with integral blind |  |  | 1 | DOOR | TRUE | FALSE | FALSE
DO | Doors | HI | Hinged | DOHI-239 | 11 | DOHI-239.11 | DOOR: hinged, 2 leaves, 2300 clear opening, solid, anti-ligature and anti-barricade, tall vision panel, with switchable glass |  |  | 1 | DOOR | TRUE | FALSE | FALSE
DO | Doors | HI | Hinged | DOHI-241 | 01 | DOHI-241.01 | DOOR: hinged, 2 leaves, 1500 clear opening, solid, wide vision panel |  |  | 1 | DOOR | TRUE | FALSE | FALSE
DO | Doors | HI | Hinged | DOHI-241 | 02 | DOHI-241.02 | DOOR: hinged, 2 leaves, 1500 clear opening, solid, wide vision panel, with integral blind |  |  | 1 | DOOR | TRUE | FALSE | FALSE
DO | Doors | HI | Hinged | DOHI-241 | 03 | DOHI-241.03 | DOOR: hinged, 2 leaves, 1500 clear opening, solid, wide vision panel, with switchable glass |  |  | 1 | DOOR | TRUE | FALSE | FALSE
DO | Doors | HI | Hinged | DOHI-241 | 04 | DOHI-241.04 | DOOR: hinged, 2 leaves, 1500 clear opening, solid, shielded, wide vision panel, lead glass |  |  | 1 | DOOR | TRUE | FALSE | FALSE
DO | Doors | HI | Hinged | DOHI-241 | 05 | DOHI-241.05 | DOOR: hinged, 2 leaves, 1500 clear opening, solid, shielded, wide vision panel, lead glass, with integral blind |  |  | 1 | DOOR | TRUE | FALSE | FALSE
DO | Doors | HI | Hinged | DOHI-241 | 06 | DOHI-241.06 | DOOR: hinged, 2 leaves, 1500 clear opening, solid, anti-ligature, wide vision panel |  |  | 1 | DOOR | TRUE | FALSE | FALSE
DO | Doors | HI | Hinged | DOHI-241 | 07 | DOHI-241.07 | DOOR: hinged, 2 leaves, 1500 clear opening, solid, anti-ligature, wide vision panel, with integral blind |  |  | 1 | DOOR | TRUE | FALSE | FALSE
DO | Doors | HI | Hinged | DOHI-241 | 08 | DOHI-241.08 | DOOR: hinged, 2 leaves, 1500 clear opening, solid, anti-ligature, wide vision panel, with switchable glass |  |  | 1 | DOOR | TRUE | FALSE | FALSE
DO | Doors | HI | Hinged | DOHI-241 | 09 | DOHI-241.09 | DOOR: hinged, 2 leaves, 1500 clear opening, solid, anti-ligature and anti-barricade, wide vision panel |  |  | 1 | DOOR | TRUE | FALSE | FALSE
DO | Doors | HI | Hinged | DOHI-241 | 10 | DOHI-241.10 | DOOR: hinged, 2 leaves, 1500 clear opening, solid, anti-ligature and anti-barricade, wide vision panel, with integral blind |  |  | 1 | DOOR | TRUE | FALSE | FALSE
DO | Doors | HI | Hinged | DOHI-241 | 11 | DOHI-241.11 | DOOR: hinged, 2 leaves, 1500 clear opening, solid, anti-ligature and anti-barricade, wide vision panel, with switchable glass |  |  | 1 | DOOR | TRUE | FALSE | FALSE
DO | Doors | HI | Hinged | DOHI-242 | 01 | DOHI-242.01 | DOOR: hinged, 2 leaves, 1600 clear opening, solid, wide vision panel |  |  | 1 | DOOR | TRUE | FALSE | FALSE
DO | Doors | HI | Hinged | DOHI-242 | 02 | DOHI-242.02 | DOOR: hinged, 2 leaves, 1600 clear opening, solid, wide vision panel, with integral blind |  |  | 1 | DOOR | TRUE | FALSE | FALSE
DO | Doors | HI | Hinged | DOHI-242 | 03 | DOHI-242.03 | DOOR: hinged, 2 leaves, 1600 clear opening, solid, wide vision panel, with switchable glass |  |  | 1 | DOOR | TRUE | FALSE | FALSE
DO | Doors | HI | Hinged | DOHI-242 | 04 | DOHI-242.04 | DOOR: hinged, 2 leaves, 1600 clear opening, solid, shielded, wide vision panel, lead glass |  |  | 1 | DOOR | TRUE | FALSE | FALSE
DO | Doors | HI | Hinged | DOHI-242 | 05 | DOHI-242.05 | DOOR: hinged, 2 leaves, 1600 clear opening, solid, shielded, wide vision panel, lead glass, with integral blind |  |  | 1 | DOOR | TRUE | FALSE | FALSE
DO | Doors | HI | Hinged | DOHI-242 | 06 | DOHI-242.06 | DOOR: hinged, 2 leaves, 1600 clear opening, solid, anti-ligature, wide vision panel |  |  | 1 | DOOR | TRUE | FALSE | FALSE
DO | Doors | HI | Hinged | DOHI-242 | 07 | DOHI-242.07 | DOOR: hinged, 2 leaves, 1600 clear opening, solid, anti-ligature, wide vision panel, with integral blind |  |  | 1 | DOOR | TRUE | FALSE | FALSE
DO | Doors | HI | Hinged | DOHI-242 | 08 | DOHI-242.08 | DOOR: hinged, 2 leaves, 1600 clear opening, solid, anti-ligature, wide vision panel, with switchable glass |  |  | 1 | DOOR | TRUE | FALSE | FALSE
DO | Doors | HI | Hinged | DOHI-242 | 09 | DOHI-242.09 | DOOR: hinged, 2 leaves, 1600 clear opening, solid, anti-ligature and anti-barricade, wide vision panel |  |  | 1 | DOOR | TRUE | FALSE | FALSE
DO | Doors | HI | Hinged | DOHI-242 | 10 | DOHI-242.10 | DOOR: hinged, 2 leaves, 1600 clear opening, solid, anti-ligature and anti-barricade, wide vision panel, with integral blind |  |  | 1 | DOOR | TRUE | FALSE | FALSE
DO | Doors | HI | Hinged | DOHI-242 | 11 | DOHI-242.11 | DOOR: hinged, 2 leaves, 1600 clear opening, solid, anti-ligature and anti-barricade, wide vision panel, with switchable glass |  |  | 1 | DOOR | TRUE | FALSE | FALSE
DO | Doors | HI | Hinged | DOHI-243 | 01 | DOHI-243.01 | DOOR: hinged, 2 leaves, 1700 clear opening, solid, wide vision panel |  |  | 1 | DOOR | TRUE | FALSE | FALSE
DO | Doors | HI | Hinged | DOHI-243 | 02 | DOHI-243.02 | DOOR: hinged, 2 leaves, 1700 clear opening, solid, wide vision panel, with integral blind |  |  | 1 | DOOR | TRUE | FALSE | FALSE
DO | Doors | HI | Hinged | DOHI-243 | 03 | DOHI-243.03 | DOOR: hinged, 2 leaves, 1700 clear opening, solid, wide vision panel, with switchable glass |  |  | 1 | DOOR | TRUE | FALSE | FALSE
DO | Doors | HI | Hinged | DOHI-243 | 04 | DOHI-243.04 | DOOR: hinged, 2 leaves, 1700 clear opening, solid, shielded, wide vision panel, lead glass |  |  | 1 | DOOR | TRUE | FALSE | FALSE
DO | Doors | HI | Hinged | DOHI-243 | 05 | DOHI-243.05 | DOOR: hinged, 2 leaves, 1700 clear opening, solid, shielded, wide vision panel, lead glass, with integral blind |  |  | 1 | DOOR | TRUE | FALSE | FALSE
DO | Doors | HI | Hinged | DOHI-243 | 06 | DOHI-243.06 | DOOR: hinged, 2 leaves, 1700 clear opening, solid, anti-ligature, wide vision panel |  |  | 1 | DOOR | TRUE | FALSE | FALSE
DO | Doors | HI | Hinged | DOHI-243 | 07 | DOHI-243.07 | DOOR: hinged, 2 leaves, 1700 clear opening, solid, anti-ligature, wide vision panel, with integral blind |  |  | 1 | DOOR | TRUE | FALSE | FALSE
DO | Doors | HI | Hinged | DOHI-243 | 08 | DOHI-243.08 | DOOR: hinged, 2 leaves, 1700 clear opening, solid, anti-ligature, wide vision panel, with switchable glass |  |  | 1 | DOOR | TRUE | FALSE | FALSE
DO | Doors | HI | Hinged | DOHI-243 | 09 | DOHI-243.09 | DOOR: hinged, 2 leaves, 1700 clear opening, solid, anti-ligature and anti-barricade, wide vision panel |  |  | 1 | DOOR | TRUE | FALSE | FALSE
DO | Doors | HI | Hinged | DOHI-243 | 10 | DOHI-243.10 | DOOR: hinged, 2 leaves, 1700 clear opening, solid, anti-ligature and anti-barricade, wide vision panel, with integral blind |  |  | 1 | DOOR | TRUE | FALSE | FALSE
DO | Doors | HI | Hinged | DOHI-243 | 11 | DOHI-243.11 | DOOR: hinged, 2 leaves, 1700 clear opening, solid, anti-ligature and anti-barricade, wide vision panel, with switchable glass |  |  | 1 | DOOR | TRUE | FALSE | FALSE
DO | Doors | HI | Hinged | DOHI-244 | 01 | DOHI-244.01 | DOOR: hinged, 2 leaves, 1800 clear opening, solid, wide vision panel | DWGL-061 | DOOR: 1800mm c/o, double leaf, half glazed, solid core/glass, paint | 1 | DOOR | TRUE | FALSE | FALSE
DO | Doors | HI | Hinged | DOHI-244 | 02 | DOHI-244.02 | DOOR: hinged, 2 leaves, 1800 clear opening, solid, wide vision panel, with integral blind |  |  | 1 | DOOR | TRUE | FALSE | FALSE
DO | Doors | HI | Hinged | DOHI-244 | 03 | DOHI-244.03 | DOOR: hinged, 2 leaves, 1800 clear opening, solid, wide vision panel, with switchable glass |  |  | 1 | DOOR | TRUE | FALSE | FALSE
DO | Doors | HI | Hinged | DOHI-244 | 04 | DOHI-244.04 | DOOR: hinged, 2 leaves, 1800 clear opening, solid, shielded, wide vision panel, lead glass |  |  | 1 | DOOR | TRUE | FALSE | FALSE
DO | Doors | HI | Hinged | DOHI-244 | 05 | DOHI-244.05 | DOOR: hinged, 2 leaves, 1800 clear opening, solid, shielded, wide vision panel, lead glass, with integral blind |  |  | 1 | DOOR | TRUE | FALSE | FALSE
DO | Doors | HI | Hinged | DOHI-244 | 06 | DOHI-244.06 | DOOR: hinged, 2 leaves, 1800 clear opening, solid, anti-ligature, wide vision panel |  |  | 1 | DOOR | TRUE | FALSE | FALSE
DO | Doors | HI | Hinged | DOHI-244 | 07 | DOHI-244.07 | DOOR: hinged, 2 leaves, 1800 clear opening, solid, anti-ligature, wide vision panel, with integral blind |  |  | 1 | DOOR | TRUE | FALSE | FALSE
DO | Doors | HI | Hinged | DOHI-244 | 08 | DOHI-244.08 | DOOR: hinged, 2 leaves, 1800 clear opening, solid, anti-ligature, wide vision panel, with switchable glass |  |  | 1 | DOOR | TRUE | FALSE | FALSE
DO | Doors | HI | Hinged | DOHI-244 | 09 | DOHI-244.09 | DOOR: hinged, 2 leaves, 1800 clear opening, solid, anti-ligature and anti-barricade, wide vision panel |  |  | 1 | DOOR | TRUE | FALSE | FALSE
DO | Doors | HI | Hinged | DOHI-244 | 10 | DOHI-244.10 | DOOR: hinged, 2 leaves, 1800 clear opening, solid, anti-ligature and anti-barricade, wide vision panel, with integral blind |  |  | 1 | DOOR | TRUE | FALSE | FALSE
DO | Doors | HI | Hinged | DOHI-244 | 11 | DOHI-244.11 | DOOR: hinged, 2 leaves, 1800 clear opening, solid, anti-ligature and anti-barricade, wide vision panel, with switchable glass |  |  | 1 | DOOR | TRUE | FALSE | FALSE
DO | Doors | HI | Hinged | DOHI-245 | 01 | DOHI-245.01 | DOOR: hinged, 2 leaves, 1900 clear opening, solid, wide vision panel |  |  | 1 | DOOR | TRUE | FALSE | FALSE
DO | Doors | HI | Hinged | DOHI-245 | 02 | DOHI-245.02 | DOOR: hinged, 2 leaves, 1900 clear opening, solid, wide vision panel, with integral blind |  |  | 1 | DOOR | TRUE | FALSE | FALSE
DO | Doors | HI | Hinged | DOHI-245 | 03 | DOHI-245.03 | DOOR: hinged, 2 leaves, 1900 clear opening, solid, wide vision panel, with switchable glass |  |  | 1 | DOOR | TRUE | FALSE | FALSE
DO | Doors | HI | Hinged | DOHI-245 | 04 | DOHI-245.04 | DOOR: hinged, 2 leaves, 1900 clear opening, solid, shielded, wide vision panel, lead glass |  |  | 1 | DOOR | TRUE | FALSE | FALSE
DO | Doors | HI | Hinged | DOHI-245 | 05 | DOHI-245.05 | DOOR: hinged, 2 leaves, 1900 clear opening, solid, shielded, wide vision panel, lead glass, with integral blind |  |  | 1 | DOOR | TRUE | FALSE | FALSE
DO | Doors | HI | Hinged | DOHI-245 | 06 | DOHI-245.06 | DOOR: hinged, 2 leaves, 1900 clear opening, solid, anti-ligature, wide vision panel |  |  | 1 | DOOR | TRUE | FALSE | FALSE
DO | Doors | HI | Hinged | DOHI-245 | 07 | DOHI-245.07 | DOOR: hinged, 2 leaves, 1900 clear opening, solid, anti-ligature, wide vision panel, with integral blind |  |  | 1 | DOOR | TRUE | FALSE | FALSE
DO | Doors | HI | Hinged | DOHI-245 | 08 | DOHI-245.08 | DOOR: hinged, 2 leaves, 1900 clear opening, solid, anti-ligature, wide vision panel, with switchable glass |  |  | 1 | DOOR | TRUE | FALSE | FALSE
DO | Doors | HI | Hinged | DOHI-245 | 09 | DOHI-245.09 | DOOR: hinged, 2 leaves, 1900 clear opening, solid, anti-ligature and anti-barricade, wide vision panel |  |  | 1 | DOOR | TRUE | FALSE | FALSE
DO | Doors | HI | Hinged | DOHI-245 | 10 | DOHI-245.10 | DOOR: hinged, 2 leaves, 1900 clear opening, solid, anti-ligature and anti-barricade, wide vision panel, with integral blind |  |  | 1 | DOOR | TRUE | FALSE | FALSE
DO | Doors | HI | Hinged | DOHI-245 | 11 | DOHI-245.11 | DOOR: hinged, 2 leaves, 1900 clear opening, solid, anti-ligature and anti-barricade, wide vision panel, with switchable glass |  |  | 1 | DOOR | TRUE | FALSE | FALSE
DO | Doors | HI | Hinged | DOHI-246 | 01 | DOHI-246.01 | DOOR: hinged, 2 leaves, 2000 clear opening, solid, wide vision panel |  |  | 1 | DOOR | TRUE | FALSE | FALSE
DO | Doors | HI | Hinged | DOHI-246 | 02 | DOHI-246.02 | DOOR: hinged, 2 leaves, 2000 clear opening, solid, wide vision panel, with integral blind |  |  | 1 | DOOR | TRUE | FALSE | FALSE
DO | Doors | HI | Hinged | DOHI-246 | 03 | DOHI-246.03 | DOOR: hinged, 2 leaves, 2000 clear opening, solid, wide vision panel, with switchable glass |  |  | 1 | DOOR | TRUE | FALSE | FALSE
DO | Doors | HI | Hinged | DOHI-246 | 04 | DOHI-246.04 | DOOR: hinged, 2 leaves, 2000 clear opening, solid, shielded, wide vision panel, lead glass |  |  | 1 | DOOR | TRUE | FALSE | FALSE
DO | Doors | HI | Hinged | DOHI-246 | 05 | DOHI-246.05 | DOOR: hinged, 2 leaves, 2000 clear opening, solid, shielded, wide vision panel, lead glass, with integral blind |  |  | 1 | DOOR | TRUE | FALSE | FALSE
DO | Doors | HI | Hinged | DOHI-246 | 06 | DOHI-246.06 | DOOR: hinged, 2 leaves, 2000 clear opening, solid, anti-ligature, wide vision panel |  |  | 1 | DOOR | TRUE | FALSE | FALSE
DO | Doors | HI | Hinged | DOHI-246 | 07 | DOHI-246.07 | DOOR: hinged, 2 leaves, 2000 clear opening, solid, anti-ligature, wide vision panel, with integral blind |  |  | 1 | DOOR | TRUE | FALSE | FALSE
DO | Doors | HI | Hinged | DOHI-246 | 08 | DOHI-246.08 | DOOR: hinged, 2 leaves, 2000 clear opening, solid, anti-ligature, wide vision panel, with switchable glass |  |  | 1 | DOOR | TRUE | FALSE | FALSE
DO | Doors | HI | Hinged | DOHI-246 | 09 | DOHI-246.09 | DOOR: hinged, 2 leaves, 2000 clear opening, solid, anti-ligature and anti-barricade, wide vision panel |  |  | 1 | DOOR | TRUE | FALSE | FALSE
DO | Doors | HI | Hinged | DOHI-246 | 10 | DOHI-246.10 | DOOR: hinged, 2 leaves, 2000 clear opening, solid, anti-ligature and anti-barricade, wide vision panel, with integral blind |  |  | 1 | DOOR | TRUE | FALSE | FALSE
DO | Doors | HI | Hinged | DOHI-246 | 11 | DOHI-246.11 | DOOR: hinged, 2 leaves, 2000 clear opening, solid, anti-ligature and anti-barricade, wide vision panel, with switchable glass |  |  | 1 | DOOR | TRUE | FALSE | FALSE
DO | Doors | HI | Hinged | DOHI-247 | 01 | DOHI-247.01 | DOOR: hinged, 2 leaves, 2100 clear opening, solid, wide vision panel |  |  | 1 | DOOR | TRUE | FALSE | FALSE
DO | Doors | HI | Hinged | DOHI-247 | 02 | DOHI-247.02 | DOOR: hinged, 2 leaves, 2100 clear opening, solid, wide vision panel, with integral blind |  |  | 1 | DOOR | TRUE | FALSE | FALSE
DO | Doors | HI | Hinged | DOHI-247 | 03 | DOHI-247.03 | DOOR: hinged, 2 leaves, 2100 clear opening, solid, wide vision panel, with switchable glass |  |  | 1 | DOOR | TRUE | FALSE | FALSE
DO | Doors | HI | Hinged | DOHI-247 | 04 | DOHI-247.04 | DOOR: hinged, 2 leaves, 2100 clear opening, solid, shielded, wide vision panel, lead glass |  |  | 1 | DOOR | TRUE | FALSE | FALSE
DO | Doors | HI | Hinged | DOHI-247 | 05 | DOHI-247.05 | DOOR: hinged, 2 leaves, 2100 clear opening, solid, shielded, wide vision panel, lead glass, with integral blind |  |  | 1 | DOOR | TRUE | FALSE | FALSE
DO | Doors | HI | Hinged | DOHI-247 | 06 | DOHI-247.06 | DOOR: hinged, 2 leaves, 2100 clear opening, solid, anti-ligature, wide vision panel |  |  | 1 | DOOR | TRUE | FALSE | FALSE
DO | Doors | HI | Hinged | DOHI-247 | 07 | DOHI-247.07 | DOOR: hinged, 2 leaves, 2100 clear opening, solid, anti-ligature, wide vision panel, with integral blind |  |  | 1 | DOOR | TRUE | FALSE | FALSE
DO | Doors | HI | Hinged | DOHI-247 | 08 | DOHI-247.08 | DOOR: hinged, 2 leaves, 2100 clear opening, solid, anti-ligature, wide vision panel, with switchable glass |  |  | 1 | DOOR | TRUE | FALSE | FALSE
DO | Doors | HI | Hinged | DOHI-247 | 09 | DOHI-247.09 | DOOR: hinged, 2 leaves, 2100 clear opening, solid, anti-ligature and anti-barricade, wide vision panel |  |  | 1 | DOOR | TRUE | FALSE | FALSE
DO | Doors | HI | Hinged | DOHI-247 | 10 | DOHI-247.10 | DOOR: hinged, 2 leaves, 2100 clear opening, solid, anti-ligature and anti-barricade, wide vision panel, with integral blind |  |  | 1 | DOOR | TRUE | FALSE | FALSE
DO | Doors | HI | Hinged | DOHI-247 | 11 | DOHI-247.11 | DOOR: hinged, 2 leaves, 2100 clear opening, solid, anti-ligature and anti-barricade, wide vision panel, with switchable glass |  |  | 1 | DOOR | TRUE | FALSE | FALSE
DO | Doors | HI | Hinged | DOHI-248 | 01 | DOHI-248.01 | DOOR: hinged, 2 leaves, 2200 clear opening, solid, wide vision panel |  |  | 1 | DOOR | TRUE | FALSE | FALSE
DO | Doors | HI | Hinged | DOHI-248 | 02 | DOHI-248.02 | DOOR: hinged, 2 leaves, 2200 clear opening, solid, wide vision panel, with integral blind |  |  | 1 | DOOR | TRUE | FALSE | FALSE
DO | Doors | HI | Hinged | DOHI-248 | 03 | DOHI-248.03 | DOOR: hinged, 2 leaves, 2200 clear opening, solid, wide vision panel, with switchable glass |  |  | 1 | DOOR | TRUE | FALSE | FALSE
DO | Doors | HI | Hinged | DOHI-248 | 04 | DOHI-248.04 | DOOR: hinged, 2 leaves, 2200 clear opening, solid, shielded, wide vision panel, lead glass |  |  | 1 | DOOR | TRUE | FALSE | FALSE
DO | Doors | HI | Hinged | DOHI-248 | 05 | DOHI-248.05 | DOOR: hinged, 2 leaves, 2200 clear opening, solid, shielded, wide vision panel, lead glass, with integral blind |  |  | 1 | DOOR | TRUE | FALSE | FALSE
DO | Doors | HI | Hinged | DOHI-248 | 06 | DOHI-248.06 | DOOR: hinged, 2 leaves, 2200 clear opening, solid, anti-ligature, wide vision panel |  |  | 1 | DOOR | TRUE | FALSE | FALSE
DO | Doors | HI | Hinged | DOHI-248 | 07 | DOHI-248.07 | DOOR: hinged, 2 leaves, 2200 clear opening, solid, anti-ligature, wide vision panel, with integral blind |  |  | 1 | DOOR | TRUE | FALSE | FALSE
DO | Doors | HI | Hinged | DOHI-248 | 08 | DOHI-248.08 | DOOR: hinged, 2 leaves, 2200 clear opening, solid, anti-ligature, wide vision panel, with switchable glass |  |  | 1 | DOOR | TRUE | FALSE | FALSE
DO | Doors | HI | Hinged | DOHI-248 | 09 | DOHI-248.09 | DOOR: hinged, 2 leaves, 2200 clear opening, solid, anti-ligature and anti-barricade, wide vision panel |  |  | 1 | DOOR | TRUE | FALSE | FALSE
DO | Doors | HI | Hinged | DOHI-248 | 10 | DOHI-248.10 | DOOR: hinged, 2 leaves, 2200 clear opening, solid, anti-ligature and anti-barricade, wide vision panel, with integral blind |  |  | 1 | DOOR | TRUE | FALSE | FALSE
DO | Doors | HI | Hinged | DOHI-248 | 11 | DOHI-248.11 | DOOR: hinged, 2 leaves, 2200 clear opening, solid, anti-ligature and anti-barricade, wide vision panel, with switchable glass |  |  | 1 | DOOR | TRUE | FALSE | FALSE
DO | Doors | HI | Hinged | DOHI-249 | 01 | DOHI-249.01 | DOOR: hinged, 2 leaves, 2300 clear opening, solid, wide vision panel |  |  | 1 | DOOR | TRUE | FALSE | FALSE
DO | Doors | HI | Hinged | DOHI-249 | 02 | DOHI-249.02 | DOOR: hinged, 2 leaves, 2300 clear opening, solid, wide vision panel, with integral blind |  |  | 1 | DOOR | TRUE | FALSE | FALSE
DO | Doors | HI | Hinged | DOHI-249 | 03 | DOHI-249.03 | DOOR: hinged, 2 leaves, 2300 clear opening, solid, wide vision panel, with switchable glass |  |  | 1 | DOOR | TRUE | FALSE | FALSE
DO | Doors | HI | Hinged | DOHI-249 | 04 | DOHI-249.04 | DOOR: hinged, 2 leaves, 2300 clear opening, solid, shielded, wide vision panel, lead glass |  |  | 1 | DOOR | TRUE | FALSE | FALSE
DO | Doors | HI | Hinged | DOHI-249 | 05 | DOHI-249.05 | DOOR: hinged, 2 leaves, 2300 clear opening, solid, shielded, wide vision panel, lead glass, with integral blind |  |  | 1 | DOOR | TRUE | FALSE | FALSE
DO | Doors | HI | Hinged | DOHI-249 | 06 | DOHI-249.06 | DOOR: hinged, 2 leaves, 2300 clear opening, solid, anti-ligature, wide vision panel |  |  | 1 | DOOR | TRUE | FALSE | FALSE
DO | Doors | HI | Hinged | DOHI-249 | 07 | DOHI-249.07 | DOOR: hinged, 2 leaves, 2300 clear opening, solid, anti-ligature, wide vision panel, with integral blind |  |  | 1 | DOOR | TRUE | FALSE | FALSE
DO | Doors | HI | Hinged | DOHI-249 | 08 | DOHI-249.08 | DOOR: hinged, 2 leaves, 2300 clear opening, solid, anti-ligature, wide vision panel, with switchable glass |  |  | 1 | DOOR | TRUE | FALSE | FALSE
DO | Doors | HI | Hinged | DOHI-249 | 09 | DOHI-249.09 | DOOR: hinged, 2 leaves, 2300 clear opening, solid, anti-ligature and anti-barricade, wide vision panel |  |  | 1 | DOOR | TRUE | FALSE | FALSE
DO | Doors | HI | Hinged | DOHI-249 | 10 | DOHI-249.10 | DOOR: hinged, 2 leaves, 2300 clear opening, solid, anti-ligature and anti-barricade, wide vision panel, with integral blind |  |  | 1 | DOOR | TRUE | FALSE | FALSE
DO | Doors | HI | Hinged | DOHI-249 | 11 | DOHI-249.11 | DOOR: hinged, 2 leaves, 2300 clear opening, solid, anti-ligature and anti-barricade, wide vision panel, with switchable glass |  |  | 1 | DOOR | TRUE | FALSE | FALSE
DO | Doors | HI | Hinged | DOHI-251 | 01 | DOHI-251.01 | DOOR: hinged, 2 leaves, 1500 clear opening, solid, fire rated, fire vision panel |  |  | 1 | DOOR | TRUE | FALSE | FALSE
DO | Doors | HI | Hinged | DOHI-251 | 02 | DOHI-251.02 | DOOR: hinged, 2 leaves, 1500 clear opening, solid, fire rated, fire vision panel, with cover |  |  | 1 | DOOR | TRUE | FALSE | FALSE
DO | Doors | HI | Hinged | DOHI-251 | 03 | DOHI-251.03 | DOOR: hinged, 2 leaves, 1500 clear opening, solid, fire rated, shielded, fire vision panel, lead glass |  |  | 1 | DOOR | TRUE | FALSE | FALSE
DO | Doors | HI | Hinged | DOHI-251 | 04 | DOHI-251.04 | DOOR: hinged, 2 leaves, 1500 clear opening, solid, fire rated, shielded, fire vision panel, lead glass, with cover |  |  | 1 | DOOR | TRUE | FALSE | FALSE
DO | Doors | HI | Hinged | DOHI-251 | 05 | DOHI-251.05 | DOOR: hinged, 2 leaves, 1500 clear opening, solid, fire rated, anti-ligature, fire vision panel |  |  | 1 | DOOR | TRUE | FALSE | FALSE
DO | Doors | HI | Hinged | DOHI-252 | 01 | DOHI-252.01 | DOOR: hinged, 2 leaves, 1600 clear opening, solid, fire rated, fire vision panel |  |  | 1 | DOOR | TRUE | FALSE | FALSE
DO | Doors | HI | Hinged | DOHI-252 | 02 | DOHI-252.02 | DOOR: hinged, 2 leaves, 1600 clear opening, solid, fire rated, fire vision panel, with cover |  |  | 1 | DOOR | TRUE | FALSE | FALSE
DO | Doors | HI | Hinged | DOHI-252 | 03 | DOHI-252.03 | DOOR: hinged, 2 leaves, 1600 clear opening, solid, fire rated, shielded, fire vision panel, lead glass |  |  | 1 | DOOR | TRUE | FALSE | FALSE
DO | Doors | HI | Hinged | DOHI-252 | 04 | DOHI-252.04 | DOOR: hinged, 2 leaves, 1600 clear opening, solid, fire rated, shielded, fire vision panel, lead glass, with cover |  |  | 1 | DOOR | TRUE | FALSE | FALSE
DO | Doors | HI | Hinged | DOHI-252 | 05 | DOHI-252.05 | DOOR: hinged, 2 leaves, 1600 clear opening, solid, fire rated, anti-ligature, fire vision panel |  |  | 1 | DOOR | TRUE | FALSE | FALSE
DO | Doors | HI | Hinged | DOHI-253 | 01 | DOHI-253.01 | DOOR: hinged, 2 leaves, 1700 clear opening, solid, fire rated, fire vision panel |  |  | 1 | DOOR | TRUE | FALSE | FALSE
DO | Doors | HI | Hinged | DOHI-253 | 02 | DOHI-253.02 | DOOR: hinged, 2 leaves, 1700 clear opening, solid, fire rated, fire vision panel, with cover |  |  | 1 | DOOR | TRUE | FALSE | FALSE
DO | Doors | HI | Hinged | DOHI-253 | 03 | DOHI-253.03 | DOOR: hinged, 2 leaves, 1700 clear opening, solid, fire rated, shielded, fire vision panel, lead glass |  |  | 1 | DOOR | TRUE | FALSE | FALSE
DO | Doors | HI | Hinged | DOHI-253 | 04 | DOHI-253.04 | DOOR: hinged, 2 leaves, 1700 clear opening, solid, fire rated, shielded, fire vision panel, lead glass, with cover |  |  | 1 | DOOR | TRUE | FALSE | FALSE
DO | Doors | HI | Hinged | DOHI-253 | 05 | DOHI-253.05 | DOOR: hinged, 2 leaves, 1700 clear opening, solid, fire rated, anti-ligature, fire vision panel |  |  | 1 | DOOR | TRUE | FALSE | FALSE
DO | Doors | HI | Hinged | DOHI-254 | 01 | DOHI-254.01 | DOOR: hinged, 2 leaves, 1800 clear opening, solid, fire rated, fire vision panel |  |  | 1 | DOOR | TRUE | FALSE | FALSE
DO | Doors | HI | Hinged | DOHI-254 | 02 | DOHI-254.02 | DOOR: hinged, 2 leaves, 1800 clear opening, solid, fire rated, fire vision panel, with cover |  |  | 1 | DOOR | TRUE | FALSE | FALSE
DO | Doors | HI | Hinged | DOHI-254 | 03 | DOHI-254.03 | DOOR: hinged, 2 leaves, 1800 clear opening, solid, fire rated, shielded, fire vision panel, lead glass |  |  | 1 | DOOR | TRUE | FALSE | FALSE
DO | Doors | HI | Hinged | DOHI-254 | 04 | DOHI-254.04 | DOOR: hinged, 2 leaves, 1800 clear opening, solid, fire rated, shielded, fire vision panel, lead glass, with cover |  |  | 1 | DOOR | TRUE | FALSE | FALSE
DO | Doors | HI | Hinged | DOHI-254 | 05 | DOHI-254.05 | DOOR: hinged, 2 leaves, 1800 clear opening, solid, fire rated, anti-ligature, fire vision panel |  |  | 1 | DOOR | TRUE | FALSE | FALSE
DO | Doors | HI | Hinged | DOHI-255 | 01 | DOHI-255.01 | DOOR: hinged, 2 leaves, 1900 clear opening, solid, fire rated, fire vision panel |  |  | 1 | DOOR | TRUE | FALSE | FALSE
DO | Doors | HI | Hinged | DOHI-255 | 02 | DOHI-255.02 | DOOR: hinged, 2 leaves, 1900 clear opening, solid, fire rated, fire vision panel, with cover |  |  | 1 | DOOR | TRUE | FALSE | FALSE
DO | Doors | HI | Hinged | DOHI-255 | 03 | DOHI-255.03 | DOOR: hinged, 2 leaves, 1900 clear opening, solid, fire rated, shielded, fire vision panel, lead glass |  |  | 1 | DOOR | TRUE | FALSE | FALSE
DO | Doors | HI | Hinged | DOHI-255 | 04 | DOHI-255.04 | DOOR: hinged, 2 leaves, 1900 clear opening, solid, fire rated, shielded, fire vision panel, lead glass, with cover |  |  | 1 | DOOR | TRUE | FALSE | FALSE
DO | Doors | HI | Hinged | DOHI-255 | 05 | DOHI-255.05 | DOOR: hinged, 2 leaves, 1900 clear opening, solid, fire rated, anti-ligature, fire vision panel |  |  | 1 | DOOR | TRUE | FALSE | FALSE
DO | Doors | HI | Hinged | DOHI-256 | 01 | DOHI-256.01 | DOOR: hinged, 2 leaves, 2000 clear opening, solid, fire rated, fire vision panel |  |  | 1 | DOOR | TRUE | FALSE | FALSE
DO | Doors | HI | Hinged | DOHI-256 | 02 | DOHI-256.02 | DOOR: hinged, 2 leaves, 2000 clear opening, solid, fire rated, fire vision panel, with cover |  |  | 1 | DOOR | TRUE | FALSE | FALSE
DO | Doors | HI | Hinged | DOHI-256 | 03 | DOHI-256.03 | DOOR: hinged, 2 leaves, 2000 clear opening, solid, fire rated, shielded, fire vision panel, lead glass |  |  | 1 | DOOR | TRUE | FALSE | FALSE
DO | Doors | HI | Hinged | DOHI-256 | 04 | DOHI-256.04 | DOOR: hinged, 2 leaves, 2000 clear opening, solid, fire rated, shielded, fire vision panel, lead glass, with cover |  |  | 1 | DOOR | TRUE | FALSE | FALSE
DO | Doors | HI | Hinged | DOHI-256 | 05 | DOHI-256.05 | DOOR: hinged, 2 leaves, 2000 clear opening, solid, fire rated, anti-ligature, fire vision panel |  |  | 1 | DOOR | TRUE | FALSE | FALSE
DO | Doors | HI | Hinged | DOHI-257 | 01 | DOHI-257.01 | DOOR: hinged, 2 leaves, 2100 clear opening, solid, fire rated, fire vision panel |  |  | 1 | DOOR | TRUE | FALSE | FALSE
DO | Doors | HI | Hinged | DOHI-257 | 02 | DOHI-257.02 | DOOR: hinged, 2 leaves, 2100 clear opening, solid, fire rated, fire vision panel, with cover |  |  | 1 | DOOR | TRUE | FALSE | FALSE
DO | Doors | HI | Hinged | DOHI-257 | 03 | DOHI-257.03 | DOOR: hinged, 2 leaves, 2100 clear opening, solid, fire rated, shielded, fire vision panel, lead glass |  |  | 1 | DOOR | TRUE | FALSE | FALSE
DO | Doors | HI | Hinged | DOHI-257 | 04 | DOHI-257.04 | DOOR: hinged, 2 leaves, 2100 clear opening, solid, fire rated, shielded, fire vision panel, lead glass, with cover |  |  | 1 | DOOR | TRUE | FALSE | FALSE
DO | Doors | HI | Hinged | DOHI-257 | 05 | DOHI-257.05 | DOOR: hinged, 2 leaves, 2100 clear opening, solid, fire rated, anti-ligature, fire vision panel |  |  | 1 | DOOR | TRUE | FALSE | FALSE
DO | Doors | HI | Hinged | DOHI-258 | 01 | DOHI-258.01 | DOOR: hinged, 2 leaves, 2200 clear opening, solid, fire rated, fire vision panel |  |  | 1 | DOOR | TRUE | FALSE | FALSE
DO | Doors | HI | Hinged | DOHI-258 | 02 | DOHI-258.02 | DOOR: hinged, 2 leaves, 2200 clear opening, solid, fire rated, fire vision panel, with cover |  |  | 1 | DOOR | TRUE | FALSE | FALSE
DO | Doors | HI | Hinged | DOHI-258 | 03 | DOHI-258.03 | DOOR: hinged, 2 leaves, 2200 clear opening, solid, fire rated, shielded, fire vision panel, lead glass |  |  | 1 | DOOR | TRUE | FALSE | FALSE
DO | Doors | HI | Hinged | DOHI-258 | 04 | DOHI-258.04 | DOOR: hinged, 2 leaves, 2200 clear opening, solid, fire rated, shielded, fire vision panel, lead glass, with cover |  |  | 1 | DOOR | TRUE | FALSE | FALSE
DO | Doors | HI | Hinged | DOHI-258 | 05 | DOHI-258.05 | DOOR: hinged, 2 leaves, 2200 clear opening, solid, fire rated, anti-ligature, fire vision panel |  |  | 1 | DOOR | TRUE | FALSE | FALSE
DO | Doors | HI | Hinged | DOHI-259 | 01 | DOHI-259.01 | DOOR: hinged, 2 leaves, 2300 clear opening, solid, fire rated, fire vision panel |  |  | 1 | DOOR | TRUE | FALSE | FALSE
DO | Doors | HI | Hinged | DOHI-259 | 02 | DOHI-259.02 | DOOR: hinged, 2 leaves, 2300 clear opening, solid, fire rated, fire vision panel, with cover |  |  | 1 | DOOR | TRUE | FALSE | FALSE
DO | Doors | HI | Hinged | DOHI-259 | 03 | DOHI-259.03 | DOOR: hinged, 2 leaves, 2300 clear opening, solid, fire rated, shielded, fire vision panel, lead glass |  |  | 1 | DOOR | TRUE | FALSE | FALSE
DO | Doors | HI | Hinged | DOHI-259 | 04 | DOHI-259.04 | DOOR: hinged, 2 leaves, 2300 clear opening, solid, fire rated, shielded, fire vision panel, lead glass, with cover |  |  | 1 | DOOR | TRUE | FALSE | FALSE
DO | Doors | HI | Hinged | DOHI-259 | 05 | DOHI-259.05 | DOOR: hinged, 2 leaves, 2300 clear opening, solid, fire rated, anti-ligature, fire vision panel |  |  | 1 | DOOR | TRUE | FALSE | FALSE
DO | Doors | HI | Hinged | DOHI-261 | 01 | DOHI-261.01 | DOOR: hinged, 2 leaves, 1500 clear opening, fully glazed, framed |  |  | 1 | DOOR | TRUE | FALSE | FALSE
DO | Doors | HI | Hinged | DOHI-261 | 02 | DOHI-261.02 | DOOR: hinged, 2 leaves, 1500 clear opening, fully glazed, framed, with integral blinds |  |  | 1 | DOOR | TRUE | FALSE | FALSE
DO | Doors | HI | Hinged | DOHI-261 | 03 | DOHI-261.03 | DOOR: hinged, 2 leaves, 1500 clear opening, fully glazed, framed, with switchable glass |  |  | 1 | DOOR | TRUE | FALSE | FALSE
DO | Doors | HI | Hinged | DOHI-262 | 01 | DOHI-262.01 | DOOR: hinged, 2 leaves, 1600 clear opening, fully glazed, framed |  |  | 1 | DOOR | TRUE | FALSE | FALSE
DO | Doors | HI | Hinged | DOHI-262 | 02 | DOHI-262.02 | DOOR: hinged, 2 leaves, 1600 clear opening, fully glazed, framed, with integral blinds |  |  | 1 | DOOR | TRUE | FALSE | FALSE
DO | Doors | HI | Hinged | DOHI-262 | 03 | DOHI-262.03 | DOOR: hinged, 2 leaves, 1600 clear opening, fully glazed, framed, with switchable glass |  |  | 1 | DOOR | TRUE | FALSE | FALSE
DO | Doors | HI | Hinged | DOHI-263 | 01 | DOHI-263.01 | DOOR: hinged, 2 leaves, 1700 clear opening, fully glazed, framed |  |  | 1 | DOOR | TRUE | FALSE | FALSE
DO | Doors | HI | Hinged | DOHI-263 | 02 | DOHI-263.02 | DOOR: hinged, 2 leaves, 1700 clear opening, fully glazed, framed, with integral blinds |  |  | 1 | DOOR | TRUE | FALSE | FALSE
DO | Doors | HI | Hinged | DOHI-263 | 03 | DOHI-263.03 | DOOR: hinged, 2 leaves, 1700 clear opening, fully glazed, framed, with switchable glass |  |  | 1 | DOOR | TRUE | FALSE | FALSE
DO | Doors | HI | Hinged | DOHI-264 | 01 | DOHI-264.01 | DOOR: hinged, 2 leaves, 1800 clear opening, fully glazed, framed |  |  | 1 | DOOR | TRUE | FALSE | FALSE
DO | Doors | HI | Hinged | DOHI-264 | 02 | DOHI-264.02 | DOOR: hinged, 2 leaves, 1800 clear opening, fully glazed, framed, with integral blinds |  |  | 1 | DOOR | TRUE | FALSE | FALSE
DO | Doors | HI | Hinged | DOHI-264 | 03 | DOHI-264.03 | DOOR: hinged, 2 leaves, 1800 clear opening, fully glazed, framed, with switchable glass |  |  | 1 | DOOR | TRUE | FALSE | FALSE
DO | Doors | HI | Hinged | DOHI-265 | 01 | DOHI-265.01 | DOOR: hinged, 2 leaves, 1900 clear opening, fully glazed, framed |  |  | 1 | DOOR | TRUE | FALSE | FALSE
DO | Doors | HI | Hinged | DOHI-265 | 02 | DOHI-265.02 | DOOR: hinged, 2 leaves, 1900 clear opening, fully glazed, framed, with integral blinds |  |  | 1 | DOOR | TRUE | FALSE | FALSE
DO | Doors | HI | Hinged | DOHI-265 | 03 | DOHI-265.03 | DOOR: hinged, 2 leaves, 1900 clear opening, fully glazed, framed, with switchable glass |  |  | 1 | DOOR | TRUE | FALSE | FALSE
DO | Doors | HI | Hinged | DOHI-266 | 01 | DOHI-266.01 | DOOR: hinged, 2 leaves, 2000 clear opening, fully glazed, framed |  |  | 1 | DOOR | TRUE | FALSE | FALSE
DO | Doors | HI | Hinged | DOHI-266 | 02 | DOHI-266.02 | DOOR: hinged, 2 leaves, 2000 clear opening, fully glazed, framed, with integral blinds |  |  | 1 | DOOR | TRUE | FALSE | FALSE
DO | Doors | HI | Hinged | DOHI-266 | 03 | DOHI-266.03 | DOOR: hinged, 2 leaves, 2000 clear opening, fully glazed, framed, with switchable glass |  |  | 1 | DOOR | TRUE | FALSE | FALSE
DO | Doors | HI | Hinged | DOHI-267 | 01 | DOHI-267.01 | DOOR: hinged, 2 leaves, 2100 clear opening, fully glazed, framed |  |  | 1 | DOOR | TRUE | FALSE | FALSE
DO | Doors | HI | Hinged | DOHI-267 | 02 | DOHI-267.02 | DOOR: hinged, 2 leaves, 2100 clear opening, fully glazed, framed, with integral blinds |  |  | 1 | DOOR | TRUE | FALSE | FALSE
DO | Doors | HI | Hinged | DOHI-267 | 03 | DOHI-267.03 | DOOR: hinged, 2 leaves, 2100 clear opening, fully glazed, framed, with switchable glass |  |  | 1 | DOOR | TRUE | FALSE | FALSE
DO | Doors | HI | Hinged | DOHI-268 | 01 | DOHI-268.01 | DOOR: hinged, 2 leaves, 2200 clear opening, fully glazed, framed |  |  | 1 | DOOR | TRUE | FALSE | FALSE
DO | Doors | HI | Hinged | DOHI-268 | 02 | DOHI-268.02 | DOOR: hinged, 2 leaves, 2200 clear opening, fully glazed, framed, with integral blinds |  |  | 1 | DOOR | TRUE | FALSE | FALSE
DO | Doors | HI | Hinged | DOHI-268 | 03 | DOHI-268.03 | DOOR: hinged, 2 leaves, 2200 clear opening, fully glazed, framed, with switchable glass |  |  | 1 | DOOR | TRUE | FALSE | FALSE
DO | Doors | HI | Hinged | DOHI-269 | 01 | DOHI-269.01 | DOOR: hinged, 2 leaves, 2300 clear opening, fully glazed, framed |  |  | 1 | DOOR | TRUE | FALSE | FALSE
DO | Doors | HI | Hinged | DOHI-269 | 02 | DOHI-269.02 | DOOR: hinged, 2 leaves, 2300 clear opening, fully glazed, framed, with integral blinds |  |  | 1 | DOOR | TRUE | FALSE | FALSE
DO | Doors | HI | Hinged | DOHI-269 | 03 | DOHI-269.03 | DOOR: hinged, 2 leaves, 2300 clear opening, fully glazed, framed, with switchable glass |  |  | 1 | DOOR | TRUE | FALSE | FALSE
DO | Doors | HI | Hinged | DOHI-271 | 01 | DOHI-271.01 | DOOR: hinged, 2 leaves, 1500 clear opening, fully glazed, framed with mid-rail |  |  | 1 | DOOR | TRUE | FALSE | FALSE
DO | Doors | HI | Hinged | DOHI-271 | 02 | DOHI-271.02 | DOOR: hinged, 2 leaves, 1500 clear opening, fully glazed, framed with mid-rail, with integral blinds |  |  | 1 | DOOR | TRUE | FALSE | FALSE
DO | Doors | HI | Hinged | DOHI-271 | 03 | DOHI-271.03 | DOOR: hinged, 2 leaves, 1500 clear opening, fully glazed, framed with mid-rail, with switchable glass |  |  | 1 | DOOR | TRUE | FALSE | FALSE
DO | Doors | HI | Hinged | DOHI-272 | 01 | DOHI-272.01 | DOOR: hinged, 2 leaves, 1600 clear opening, fully glazed, framed with mid-rail |  |  | 1 | DOOR | TRUE | FALSE | FALSE
DO | Doors | HI | Hinged | DOHI-272 | 02 | DOHI-272.02 | DOOR: hinged, 2 leaves, 1600 clear opening, fully glazed, framed with mid-rail, with integral blinds |  |  | 1 | DOOR | TRUE | FALSE | FALSE
DO | Doors | HI | Hinged | DOHI-272 | 03 | DOHI-272.03 | DOOR: hinged, 2 leaves, 1600 clear opening, fully glazed, framed with mid-rail, with switchable glass |  |  | 1 | DOOR | TRUE | FALSE | FALSE
DO | Doors | HI | Hinged | DOHI-273 | 01 | DOHI-273.01 | DOOR: hinged, 2 leaves, 1700 clear opening, fully glazed, framed with mid-rail |  |  | 1 | DOOR | TRUE | FALSE | FALSE
DO | Doors | HI | Hinged | DOHI-273 | 02 | DOHI-273.02 | DOOR: hinged, 2 leaves, 1700 clear opening, fully glazed, framed with mid-rail, with integral blinds |  |  | 1 | DOOR | TRUE | FALSE | FALSE
DO | Doors | HI | Hinged | DOHI-273 | 03 | DOHI-273.03 | DOOR: hinged, 2 leaves, 1700 clear opening, fully glazed, framed with mid-rail, with switchable glass |  |  | 1 | DOOR | TRUE | FALSE | FALSE
DO | Doors | HI | Hinged | DOHI-274 | 01 | DOHI-274.01 | DOOR: hinged, 2 leaves, 1800 clear opening, fully glazed, framed with mid-rail |  |  | 1 | DOOR | TRUE | FALSE | FALSE
DO | Doors | HI | Hinged | DOHI-274 | 02 | DOHI-274.02 | DOOR: hinged, 2 leaves, 1800 clear opening, fully glazed, framed with mid-rail, with integral blinds |  |  | 1 | DOOR | TRUE | FALSE | FALSE
DO | Doors | HI | Hinged | DOHI-274 | 03 | DOHI-274.03 | DOOR: hinged, 2 leaves, 1800 clear opening, fully glazed, framed with mid-rail, with switchable glass |  |  | 1 | DOOR | TRUE | FALSE | FALSE
DO | Doors | HI | Hinged | DOHI-275 | 01 | DOHI-275.01 | DOOR: hinged, 2 leaves, 1900 clear opening, fully glazed, framed with mid-rail |  |  | 1 | DOOR | TRUE | FALSE | FALSE
DO | Doors | HI | Hinged | DOHI-275 | 02 | DOHI-275.02 | DOOR: hinged, 2 leaves, 1900 clear opening, fully glazed, framed with mid-rail, with integral blinds |  |  | 1 | DOOR | TRUE | FALSE | FALSE
DO | Doors | HI | Hinged | DOHI-275 | 03 | DOHI-275.03 | DOOR: hinged, 2 leaves, 1900 clear opening, fully glazed, framed with mid-rail, with switchable glass |  |  | 1 | DOOR | TRUE | FALSE | FALSE
DO | Doors | HI | Hinged | DOHI-276 | 01 | DOHI-276.01 | DOOR: hinged, 2 leaves, 2000 clear opening, fully glazed, framed with mid-rail |  |  | 1 | DOOR | TRUE | FALSE | FALSE
DO | Doors | HI | Hinged | DOHI-276 | 02 | DOHI-276.02 | DOOR: hinged, 2 leaves, 2000 clear opening, fully glazed, framed with mid-rail, with integral blinds |  |  | 1 | DOOR | TRUE | FALSE | FALSE
DO | Doors | HI | Hinged | DOHI-276 | 03 | DOHI-276.03 | DOOR: hinged, 2 leaves, 2000 clear opening, fully glazed, framed with mid-rail, with switchable glass |  |  | 1 | DOOR | TRUE | FALSE | FALSE
DO | Doors | HI | Hinged | DOHI-277 | 01 | DOHI-277.01 | DOOR: hinged, 2 leaves, 2100 clear opening, fully glazed, framed with mid-rail |  |  | 1 | DOOR | TRUE | FALSE | FALSE
DO | Doors | HI | Hinged | DOHI-277 | 02 | DOHI-277.02 | DOOR: hinged, 2 leaves, 2100 clear opening, fully glazed, framed with mid-rail, with integral blinds |  |  | 1 | DOOR | TRUE | FALSE | FALSE
DO | Doors | HI | Hinged | DOHI-277 | 03 | DOHI-277.03 | DOOR: hinged, 2 leaves, 2100 clear opening, fully glazed, framed with mid-rail, with switchable glass |  |  | 1 | DOOR | TRUE | FALSE | FALSE
DO | Doors | HI | Hinged | DOHI-278 | 01 | DOHI-278.01 | DOOR: hinged, 2 leaves, 2200 clear opening, fully glazed, framed with mid-rail |  |  | 1 | DOOR | TRUE | FALSE | FALSE
DO | Doors | HI | Hinged | DOHI-278 | 02 | DOHI-278.02 | DOOR: hinged, 2 leaves, 2200 clear opening, fully glazed, framed with mid-rail, with integral blinds |  |  | 1 | DOOR | TRUE | FALSE | FALSE
DO | Doors | HI | Hinged | DOHI-278 | 03 | DOHI-278.03 | DOOR: hinged, 2 leaves, 2200 clear opening, fully glazed, framed with mid-rail, with switchable glass |  |  | 1 | DOOR | TRUE | FALSE | FALSE
DO | Doors | HI | Hinged | DOHI-279 | 01 | DOHI-279.01 | DOOR: hinged, 2 leaves, 2300 clear opening, fully glazed, framed with mid-rail |  |  | 1 | DOOR | TRUE | FALSE | FALSE
DO | Doors | HI | Hinged | DOHI-279 | 02 | DOHI-279.02 | DOOR: hinged, 2 leaves, 2300 clear opening, fully glazed, framed with mid-rail, with integral blinds |  |  | 1 | DOOR | TRUE | FALSE | FALSE
DO | Doors | HI | Hinged | DOHI-279 | 03 | DOHI-279.03 | DOOR: hinged, 2 leaves, 2300 clear opening, fully glazed, framed with mid-rail, with switchable glass |  |  | 1 | DOOR | TRUE | FALSE | FALSE
DO | Doors | OP | Operable Walls |  | 001 | DOOP-001 | OPERABLE WALL: centre stack, 2400 clear opening, solid |  |  | 1 | DOOR | TRUE | FALSE | FALSE
DO | Doors | OP | Operable Walls |  | 002 | DOOP-002 | OPERABLE WALL: centre stack, 3000 clear opening, solid |  |  | 1 | DOOR | TRUE | FALSE | FALSE
DO | Doors | OP | Operable Walls |  | 003 | DOOP-003 | OPERABLE WALL: centre stack, 3600 clear opening, solid |  |  | 1 | DOOR | TRUE | FALSE | FALSE
DO | Doors | OP | Operable Walls |  | 004 | DOOP-004 | OPERABLE WALL: centre stack, 4200 clear opening, solid |  |  | 1 | DOOR | TRUE | FALSE | FALSE
DO | Doors | OP | Operable Walls |  | 005 | DOOP-005 | OPERABLE WALL: centre stack, 4800 clear opening, solid |  |  | 1 | DOOR | TRUE | FALSE | FALSE
DO | Doors | OP | Operable Walls |  | 006 | DOOP-006 | OPERABLE WALL: centre stack, 6400 clear opening, solid |  |  | 1 | DOOR | TRUE | FALSE | FALSE
DO | Doors | OP | Operable Walls |  | 007 | DOOP-007 | OPERABLE WALL: centre stack, 7000 clear opening, solid |  |  | 1 | DOOR | TRUE | FALSE | FALSE
DO | Doors | OP | Operable Walls |  | 021 | DOOP-021 | OPERABLE WALL: centre stack, 2400 clear opening, fully glazed, framed |  |  | 1 | DOOR | TRUE | FALSE | FALSE
DO | Doors | OP | Operable Walls |  | 022 | DOOP-022 | OPERABLE WALL: centre stack, 3000 clear opening, fully glazed, framed |  |  | 1 | DOOR | TRUE | FALSE | FALSE
DO | Doors | OP | Operable Walls |  | 023 | DOOP-023 | OPERABLE WALL: centre stack, 3600 clear opening, fully glazed, framed |  |  | 1 | DOOR | TRUE | FALSE | FALSE
DO | Doors | OP | Operable Walls |  | 024 | DOOP-024 | OPERABLE WALL: centre stack, 4200 clear opening, fully glazed, framed |  |  | 1 | DOOR | TRUE | FALSE | FALSE
DO | Doors | OP | Operable Walls |  | 025 | DOOP-025 | OPERABLE WALL: centre stack, 4800 clear opening, fully glazed, framed |  |  | 1 | DOOR | TRUE | FALSE | FALSE
DO | Doors | OP | Operable Walls |  | 026 | DOOP-026 | OPERABLE WALL: centre stack, 6400 clear opening, fully glazed, framed |  |  | 1 | DOOR | TRUE | FALSE | FALSE
DO | Doors | OP | Operable Walls |  | 027 | DOOP-027 | OPERABLE WALL: centre stack, 7000 clear opening, fully glazed, framed |  |  | 1 | DOOR | TRUE | FALSE | FALSE
DO | Doors | OP | Operable Walls |  | 041 | DOOP-041 | OPERABLE WALL: centre stack, 2400 clear opening, fully glazed, framed with mid-rail |  |  | 1 | DOOR | TRUE | FALSE | FALSE
DO | Doors | OP | Operable Walls |  | 042 | DOOP-042 | OPERABLE WALL: centre stack, 3000 clear opening, fully glazed, framed with mid-rail |  |  | 1 | DOOR | TRUE | FALSE | FALSE
DO | Doors | OP | Operable Walls |  | 043 | DOOP-043 | OPERABLE WALL: centre stack, 3600 clear opening, fully glazed, framed with mid-rail |  |  | 1 | DOOR | TRUE | FALSE | FALSE
DO | Doors | OP | Operable Walls |  | 044 | DOOP-044 | OPERABLE WALL: centre stack, 4200 clear opening, fully glazed, framed with mid-rail |  |  | 1 | DOOR | TRUE | FALSE | FALSE
DO | Doors | OP | Operable Walls |  | 045 | DOOP-045 | OPERABLE WALL: centre stack, 4800 clear opening, fully glazed, framed with mid-rail |  |  | 1 | DOOR | TRUE | FALSE | FALSE
DO | Doors | OP | Operable Walls |  | 046 | DOOP-046 | OPERABLE WALL: centre stack, 6400 clear opening, fully glazed, framed with mid-rail |  |  | 1 | DOOR | TRUE | FALSE | FALSE
DO | Doors | OP | Operable Walls |  | 047 | DOOP-047 | OPERABLE WALL: centre stack, 7000 clear opening, fully glazed, framed with mid-rail |  |  | 1 | DOOR | TRUE | FALSE | FALSE
DO | Doors | OP | Operable Walls |  | 101 | DOOP-101 | OPERABLE WALL: side stack, 2400 clear opening, solid |  |  | 1 | DOOR | TRUE | FALSE | FALSE
DO | Doors | OP | Operable Walls |  | 102 | DOOP-102 | OPERABLE WALL: side stack, 3000 clear opening, solid |  |  | 1 | DOOR | TRUE | FALSE | FALSE
DO | Doors | OP | Operable Walls |  | 103 | DOOP-103 | OPERABLE WALL: side stack, 3600 clear opening, solid |  |  | 1 | DOOR | TRUE | FALSE | FALSE
DO | Doors | OP | Operable Walls |  | 104 | DOOP-104 | OPERABLE WALL: side stack, 4200 clear opening, solid |  |  | 1 | DOOR | TRUE | FALSE | FALSE
DO | Doors | OP | Operable Walls |  | 105 | DOOP-105 | OPERABLE WALL: side stack, 4800 clear opening, solid |  |  | 1 | DOOR | TRUE | FALSE | FALSE
DO | Doors | OP | Operable Walls |  | 106 | DOOP-106 | OPERABLE WALL: side stack, 6400 clear opening, solid |  |  | 1 | DOOR | TRUE | FALSE | FALSE
DO | Doors | OP | Operable Walls |  | 107 | DOOP-107 | OPERABLE WALL: side stack, 7000 clear opening, solid |  |  | 1 | DOOR | TRUE | FALSE | FALSE
DO | Doors | OP | Operable Walls |  | 121 | DOOP-121 | OPERABLE WALL: side stack, 2400 clear opening, fully glazed, framed |  |  | 1 | DOOR | TRUE | FALSE | FALSE
DO | Doors | OP | Operable Walls |  | 122 | DOOP-122 | OPERABLE WALL: side stack, 3000 clear opening, fully glazed, framed |  |  | 1 | DOOR | TRUE | FALSE | FALSE
DO | Doors | OP | Operable Walls |  | 123 | DOOP-123 | OPERABLE WALL: side stack, 3600 clear opening, fully glazed, framed |  |  | 1 | DOOR | TRUE | FALSE | FALSE
DO | Doors | OP | Operable Walls |  | 124 | DOOP-124 | OPERABLE WALL: side stack, 4200 clear opening, fully glazed, framed |  |  | 1 | DOOR | TRUE | FALSE | FALSE
DO | Doors | OP | Operable Walls |  | 125 | DOOP-125 | OPERABLE WALL: side stack, 4800 clear opening, fully glazed, framed |  |  | 1 | DOOR | TRUE | FALSE | FALSE
DO | Doors | OP | Operable Walls |  | 126 | DOOP-126 | OPERABLE WALL: side stack, 6400 clear opening, fully glazed, framed |  |  | 1 | DOOR | TRUE | FALSE | FALSE
DO | Doors | OP | Operable Walls |  | 127 | DOOP-127 | OPERABLE WALL: side stack, 7000 clear opening, fully glazed, framed |  |  | 1 | DOOR | TRUE | FALSE | FALSE
DO | Doors | OP | Operable Walls |  | 141 | DOOP-141 | OPERABLE WALL: side stack, 2400 clear opening, fully glazed, framed with mid-rail |  |  | 1 | DOOR | TRUE | FALSE | FALSE
DO | Doors | OP | Operable Walls |  | 142 | DOOP-142 | OPERABLE WALL: side stack, 3000 clear opening, fully glazed, framed with mid-rail |  |  | 1 | DOOR | TRUE | FALSE | FALSE
DO | Doors | OP | Operable Walls |  | 143 | DOOP-143 | OPERABLE WALL: side stack, 3600 clear opening, fully glazed, framed with mid-rail |  |  | 1 | DOOR | TRUE | FALSE | FALSE
DO | Doors | OP | Operable Walls |  | 144 | DOOP-144 | OPERABLE WALL: side stack, 4200 clear opening, fully glazed, framed with mid-rail |  |  | 1 | DOOR | TRUE | FALSE | FALSE
DO | Doors | OP | Operable Walls |  | 145 | DOOP-145 | OPERABLE WALL: side stack, 4800 clear opening, fully glazed, framed with mid-rail |  |  | 1 | DOOR | TRUE | FALSE | FALSE
DO | Doors | OP | Operable Walls |  | 146 | DOOP-146 | OPERABLE WALL: side stack, 6400 clear opening, fully glazed, framed with mid-rail |  |  | 1 | DOOR | TRUE | FALSE | FALSE
DO | Doors | OP | Operable Walls |  | 147 | DOOP-147 | OPERABLE WALL: side stack, 7000 clear opening, fully glazed, framed with mid-rail |  |  | 1 | DOOR | TRUE | FALSE | FALSE
DO | Doors | OP | Operable Walls |  | 201 | DOOP-201 | OPERABLE WALL: remote stack, 2400 clear opening, solid |  |  | 1 | DOOR | TRUE | FALSE | FALSE
DO | Doors | OP | Operable Walls |  | 202 | DOOP-202 | OPERABLE WALL: remote stack, 3000 clear opening, solid |  |  | 1 | DOOR | TRUE | FALSE | FALSE
DO | Doors | OP | Operable Walls |  | 203 | DOOP-203 | OPERABLE WALL: remote stack, 3600 clear opening, solid |  |  | 1 | DOOR | TRUE | FALSE | FALSE
DO | Doors | OP | Operable Walls |  | 204 | DOOP-204 | OPERABLE WALL: remote stack, 4200 clear opening, solid |  |  | 1 | DOOR | TRUE | FALSE | FALSE
DO | Doors | OP | Operable Walls |  | 205 | DOOP-205 | OPERABLE WALL: remote stack, 4800 clear opening, solid |  |  | 1 | DOOR | TRUE | FALSE | FALSE
DO | Doors | OP | Operable Walls |  | 206 | DOOP-206 | OPERABLE WALL: remote stack, 6400 clear opening, solid |  |  | 1 | DOOR | TRUE | FALSE | FALSE
DO | Doors | OP | Operable Walls |  | 207 | DOOP-207 | OPERABLE WALL: remote stack, 7000 clear opening, solid |  |  | 1 | DOOR | TRUE | FALSE | FALSE
DO | Doors | OP | Operable Walls |  | 221 | DOOP-221 | OPERABLE WALL: remote stack, 2400 clear opening, fully glazed, framed |  |  | 1 | DOOR | TRUE | FALSE | FALSE
DO | Doors | OP | Operable Walls |  | 222 | DOOP-222 | OPERABLE WALL: remote stack, 3000 clear opening, fully glazed, framed |  |  | 1 | DOOR | TRUE | FALSE | FALSE
DO | Doors | OP | Operable Walls |  | 223 | DOOP-223 | OPERABLE WALL: remote stack, 3600 clear opening, fully glazed, framed |  |  | 1 | DOOR | TRUE | FALSE | FALSE
DO | Doors | OP | Operable Walls |  | 224 | DOOP-224 | OPERABLE WALL: remote stack, 4200 clear opening, fully glazed, framed |  |  | 1 | DOOR | TRUE | FALSE | FALSE
DO | Doors | OP | Operable Walls |  | 225 | DOOP-225 | OPERABLE WALL: remote stack, 4800 clear opening, fully glazed, framed |  |  | 1 | DOOR | TRUE | FALSE | FALSE
DO | Doors | OP | Operable Walls |  | 226 | DOOP-226 | OPERABLE WALL: remote stack, 6400 clear opening, fully glazed, framed |  |  | 1 | DOOR | TRUE | FALSE | FALSE
DO | Doors | OP | Operable Walls |  | 227 | DOOP-227 | OPERABLE WALL: remote stack, 7000 clear opening, fully glazed, framed |  |  | 1 | DOOR | TRUE | FALSE | FALSE
DO | Doors | OP | Operable Walls |  | 241 | DOOP-241 | OPERABLE WALL: remote stack, 2400 clear opening, fully glazed, framed with mid-rail |  |  | 1 | DOOR | TRUE | FALSE | FALSE
DO | Doors | OP | Operable Walls |  | 242 | DOOP-242 | OPERABLE WALL: remote stack, 3000 clear opening, fully glazed, framed with mid-rail |  |  | 1 | DOOR | TRUE | FALSE | FALSE
DO | Doors | OP | Operable Walls |  | 243 | DOOP-243 | OPERABLE WALL: remote stack, 3600 clear opening, fully glazed, framed with mid-rail |  |  | 1 | DOOR | TRUE | FALSE | FALSE
DO | Doors | OP | Operable Walls |  | 244 | DOOP-244 | OPERABLE WALL: remote stack, 4200 clear opening, fully glazed, framed with mid-rail |  |  | 1 | DOOR | TRUE | FALSE | FALSE
DO | Doors | OP | Operable Walls |  | 245 | DOOP-245 | OPERABLE WALL: remote stack, 4800 clear opening, fully glazed, framed with mid-rail |  |  | 1 | DOOR | TRUE | FALSE | FALSE
DO | Doors | OP | Operable Walls |  | 246 | DOOP-246 | OPERABLE WALL: remote stack, 6400 clear opening, fully glazed, framed with mid-rail |  |  | 1 | DOOR | TRUE | FALSE | FALSE
DO | Doors | OP | Operable Walls |  | 247 | DOOP-247 | OPERABLE WALL: remote stack, 7000 clear opening, fully glazed, framed with mid-rail |  |  | 1 | DOOR | TRUE | FALSE | FALSE
DO | Doors | PV | Pivot |  | 001 | DOPV-001 | DOOR: pivot, 1 leaf, 800 clear opening, solid |  |  | 1 | DOOR | TRUE | FALSE | FALSE
DO | Doors | PV | Pivot |  | 002 | DOPV-002 | DOOR: pivot, 1 leaf, 850 clear opening, solid |  |  | 1 | DOOR | TRUE | FALSE | FALSE
DO | Doors | PV | Pivot |  | 003 | DOPV-003 | DOOR: pivot, 1 leaf, 900 clear opening, solid |  |  | 1 | DOOR | TRUE | FALSE | FALSE
DO | Doors | PV | Pivot |  | 004 | DOPV-004 | DOOR: pivot, 1 leaf, 950 clear opening, solid |  |  | 1 | DOOR | TRUE | FALSE | FALSE
DO | Doors | PV | Pivot |  | 005 | DOPV-005 | DOOR: pivot, 1 leaf, 1000 clear opening, solid |  |  | 1 | DOOR | TRUE | FALSE | FALSE
DO | Doors | PV | Pivot |  | 006 | DOPV-006 | DOOR: pivot, 1 leaf, 1050 clear opening, solid |  |  | 1 | DOOR | TRUE | FALSE | FALSE
DO | Doors | PV | Pivot |  | 007 | DOPV-007 | DOOR: pivot, 1 leaf, 1100 clear opening, solid |  |  | 1 | DOOR | TRUE | FALSE | FALSE
DO | Doors | PV | Pivot |  | 008 | DOPV-008 | DOOR: pivot, 1 leaf, 1150 clear opening, solid |  |  | 1 | DOOR | TRUE | FALSE | FALSE
DO | Doors | PV | Pivot |  | 009 | DOPV-009 | DOOR: pivot, 1 leaf, 1200 clear opening, solid |  |  | 1 | DOOR | TRUE | FALSE | FALSE
DO | Doors | PV | Pivot |  | 011 | DOPV-011 | DOOR: pivot, 1 leaf, 800 clear opening, solid, standard vision panel |  |  | 1 | DOOR | TRUE | FALSE | FALSE
DO | Doors | PV | Pivot |  | 012 | DOPV-012 | DOOR: pivot, 1 leaf, 850 clear opening, solid, standard vision panel |  |  | 1 | DOOR | TRUE | FALSE | FALSE
DO | Doors | PV | Pivot |  | 013 | DOPV-013 | DOOR: pivot, 1 leaf, 900 clear opening, solid, standard vision panel |  |  | 1 | DOOR | TRUE | FALSE | FALSE
DO | Doors | PV | Pivot |  | 014 | DOPV-014 | DOOR: pivot, 1 leaf, 950 clear opening, solid, standard vision panel |  |  | 1 | DOOR | TRUE | FALSE | FALSE
DO | Doors | PV | Pivot |  | 015 | DOPV-015 | DOOR: pivot, 1 leaf, 1000 clear opening, solid, standard vision panel |  |  | 1 | DOOR | TRUE | FALSE | FALSE
DO | Doors | PV | Pivot |  | 016 | DOPV-016 | DOOR: pivot, 1 leaf, 1050 clear opening, solid, standard vision panel |  |  | 1 | DOOR | TRUE | FALSE | FALSE
DO | Doors | PV | Pivot |  | 017 | DOPV-017 | DOOR: pivot, 1 leaf, 1100 clear opening, solid, standard vision panel |  |  | 1 | DOOR | TRUE | FALSE | FALSE
DO | Doors | PV | Pivot |  | 018 | DOPV-018 | DOOR: pivot, 1 leaf, 1150 clear opening, solid, standard vision panel |  |  | 1 | DOOR | TRUE | FALSE | FALSE
DO | Doors | PV | Pivot |  | 019 | DOPV-019 | DOOR: pivot, 1 leaf, 1200 clear opening, solid, standard vision panel |  |  | 1 | DOOR | TRUE | FALSE | FALSE
DO | Doors | PV | Pivot |  | 021 | DOPV-021 | DOOR: pivot, 1 leaf, 800 clear opening, solid, small vision panel |  |  | 1 | DOOR | TRUE | FALSE | FALSE
DO | Doors | PV | Pivot |  | 022 | DOPV-022 | DOOR: pivot, 1 leaf, 850 clear opening, solid, small vision panel |  |  | 1 | DOOR | TRUE | FALSE | FALSE
DO | Doors | PV | Pivot |  | 023 | DOPV-023 | DOOR: pivot, 1 leaf, 900 clear opening, solid, small vision panel |  |  | 1 | DOOR | TRUE | FALSE | FALSE
DO | Doors | PV | Pivot |  | 024 | DOPV-024 | DOOR: pivot, 1 leaf, 950 clear opening, solid, small vision panel |  |  | 1 | DOOR | TRUE | FALSE | FALSE
DO | Doors | PV | Pivot |  | 025 | DOPV-025 | DOOR: pivot, 1 leaf, 1000 clear opening, solid, small vision panel |  |  | 1 | DOOR | TRUE | FALSE | FALSE
DO | Doors | PV | Pivot |  | 026 | DOPV-026 | DOOR: pivot, 1 leaf, 1050 clear opening, solid, small vision panel |  |  | 1 | DOOR | TRUE | FALSE | FALSE
DO | Doors | PV | Pivot |  | 027 | DOPV-027 | DOOR: pivot, 1 leaf, 1100 clear opening, solid, small vision panel |  |  | 1 | DOOR | TRUE | FALSE | FALSE
DO | Doors | PV | Pivot |  | 028 | DOPV-028 | DOOR: pivot, 1 leaf, 1150 clear opening, solid, small vision panel |  |  | 1 | DOOR | TRUE | FALSE | FALSE
DO | Doors | PV | Pivot |  | 029 | DOPV-029 | DOOR: pivot, 1 leaf, 1200 clear opening, solid, small vision panel |  |  | 1 | DOOR | TRUE | FALSE | FALSE
DO | Doors | PV | Pivot |  | 031 | DOPV-031 | DOOR: pivot, 1 leaf, 800 clear opening, solid, tall vision panel |  |  | 1 | DOOR | TRUE | FALSE | FALSE
DO | Doors | PV | Pivot |  | 032 | DOPV-032 | DOOR: pivot, 1 leaf, 850 clear opening, solid, tall vision panel |  |  | 1 | DOOR | TRUE | FALSE | FALSE
DO | Doors | PV | Pivot |  | 033 | DOPV-033 | DOOR: pivot, 1 leaf, 900 clear opening, solid, tall vision panel |  |  | 1 | DOOR | TRUE | FALSE | FALSE
DO | Doors | PV | Pivot |  | 034 | DOPV-034 | DOOR: pivot, 1 leaf, 950 clear opening, solid, tall vision panel |  |  | 1 | DOOR | TRUE | FALSE | FALSE
DO | Doors | PV | Pivot |  | 035 | DOPV-035 | DOOR: pivot, 1 leaf, 1000 clear opening, solid, tall vision panel |  |  | 1 | DOOR | TRUE | FALSE | FALSE
DO | Doors | PV | Pivot |  | 036 | DOPV-036 | DOOR: pivot, 1 leaf, 1050 clear opening, solid, tall vision panel |  |  | 1 | DOOR | TRUE | FALSE | FALSE
DO | Doors | PV | Pivot |  | 037 | DOPV-037 | DOOR: pivot, 1 leaf, 1100 clear opening, solid, tall vision panel |  |  | 1 | DOOR | TRUE | FALSE | FALSE
DO | Doors | PV | Pivot |  | 038 | DOPV-038 | DOOR: pivot, 1 leaf, 1150 clear opening, solid, tall vision panel |  |  | 1 | DOOR | TRUE | FALSE | FALSE
DO | Doors | PV | Pivot |  | 039 | DOPV-039 | DOOR: pivot, 1 leaf, 1200 clear opening, solid, tall vision panel |  |  | 1 | DOOR | TRUE | FALSE | FALSE
DO | Doors | PV | Pivot |  | 041 | DOPV-041 | DOOR: pivot, 1 leaf, 800 clear opening, solid, wide vision panel |  |  | 1 | DOOR | TRUE | FALSE | FALSE
DO | Doors | PV | Pivot |  | 042 | DOPV-042 | DOOR: pivot, 1 leaf, 850 clear opening, solid, wide vision panel |  |  | 1 | DOOR | TRUE | FALSE | FALSE
DO | Doors | PV | Pivot |  | 043 | DOPV-043 | DOOR: pivot, 1 leaf, 900 clear opening, solid, wide vision panel |  |  | 1 | DOOR | TRUE | FALSE | FALSE
DO | Doors | PV | Pivot |  | 044 | DOPV-044 | DOOR: pivot, 1 leaf, 950 clear opening, solid, wide vision panel |  |  | 1 | DOOR | TRUE | FALSE | FALSE
DO | Doors | PV | Pivot |  | 045 | DOPV-045 | DOOR: pivot, 1 leaf, 1000 clear opening, solid, wide vision panel |  |  | 1 | DOOR | TRUE | FALSE | FALSE
DO | Doors | PV | Pivot |  | 046 | DOPV-046 | DOOR: pivot, 1 leaf, 1050 clear opening, solid, wide vision panel |  |  | 1 | DOOR | TRUE | FALSE | FALSE
DO | Doors | PV | Pivot |  | 047 | DOPV-047 | DOOR: pivot, 1 leaf, 1100 clear opening, solid, wide vision panel |  |  | 1 | DOOR | TRUE | FALSE | FALSE
DO | Doors | PV | Pivot |  | 048 | DOPV-048 | DOOR: pivot, 1 leaf, 1150 clear opening, solid, wide vision panel |  |  | 1 | DOOR | TRUE | FALSE | FALSE
DO | Doors | PV | Pivot |  | 049 | DOPV-049 | DOOR: pivot, 1 leaf, 1200 clear opening, solid, wide vision panel |  |  | 1 | DOOR | TRUE | FALSE | FALSE
DO | Doors | PV | Pivot |  | 061 | DOPV-061 | DOOR: pivot, 1 leaf, 800 clear opening, fully glazed, framed |  |  | 1 | DOOR | TRUE | FALSE | FALSE
DO | Doors | PV | Pivot |  | 062 | DOPV-062 | DOOR: pivot, 1 leaf, 850 clear opening, fully glazed, framed |  |  | 1 | DOOR | TRUE | FALSE | FALSE
DO | Doors | PV | Pivot |  | 063 | DOPV-063 | DOOR: pivot, 1 leaf, 900 clear opening, fully glazed, framed |  |  | 1 | DOOR | TRUE | FALSE | FALSE
DO | Doors | PV | Pivot |  | 064 | DOPV-064 | DOOR: pivot, 1 leaf, 950 clear opening, fully glazed, framed |  |  | 1 | DOOR | TRUE | FALSE | FALSE
DO | Doors | PV | Pivot |  | 065 | DOPV-065 | DOOR: pivot, 1 leaf, 1000 clear opening, fully glazed, framed |  |  | 1 | DOOR | TRUE | FALSE | FALSE
DO | Doors | PV | Pivot |  | 066 | DOPV-066 | DOOR: pivot, 1 leaf, 1050 clear opening, fully glazed, framed |  |  | 1 | DOOR | TRUE | FALSE | FALSE
DO | Doors | PV | Pivot |  | 067 | DOPV-067 | DOOR: pivot, 1 leaf, 1100 clear opening, fully glazed, framed |  |  | 1 | DOOR | TRUE | FALSE | FALSE
DO | Doors | PV | Pivot |  | 068 | DOPV-068 | DOOR: pivot, 1 leaf, 1150 clear opening, fully glazed, framed |  |  | 1 | DOOR | TRUE | FALSE | FALSE
DO | Doors | PV | Pivot |  | 069 | DOPV-069 | DOOR: pivot, 1 leaf, 1200 clear opening, fully glazed, framed |  |  | 1 | DOOR | TRUE | FALSE | FALSE
DO | Doors | PV | Pivot |  | 071 | DOPV-071 | DOOR: pivot, 1 leaf, 800 clear opening, fully glazed, framed with mid-rail |  |  | 1 | DOOR | TRUE | FALSE | FALSE
DO | Doors | PV | Pivot |  | 072 | DOPV-072 | DOOR: pivot, 1 leaf, 850 clear opening, fully glazed, framed with mid-rail |  |  | 1 | DOOR | TRUE | FALSE | FALSE
DO | Doors | PV | Pivot |  | 073 | DOPV-073 | DOOR: pivot, 1 leaf, 900 clear opening, fully glazed, framed with mid-rail |  |  | 1 | DOOR | TRUE | FALSE | FALSE
DO | Doors | PV | Pivot |  | 074 | DOPV-074 | DOOR: pivot, 1 leaf, 950 clear opening, fully glazed, framed with mid-rail |  |  | 1 | DOOR | TRUE | FALSE | FALSE
DO | Doors | PV | Pivot |  | 075 | DOPV-075 | DOOR: pivot, 1 leaf, 1000 clear opening, fully glazed, framed with mid-rail |  |  | 1 | DOOR | TRUE | FALSE | FALSE
DO | Doors | PV | Pivot |  | 076 | DOPV-076 | DOOR: pivot, 1 leaf, 1050 clear opening, fully glazed, framed with mid-rail |  |  | 1 | DOOR | TRUE | FALSE | FALSE
DO | Doors | PV | Pivot |  | 077 | DOPV-077 | DOOR: pivot, 1 leaf, 1100 clear opening, fully glazed, framed with mid-rail |  |  | 1 | DOOR | TRUE | FALSE | FALSE
DO | Doors | PV | Pivot |  | 078 | DOPV-078 | DOOR: pivot, 1 leaf, 1150 clear opening, fully glazed, framed with mid-rail |  |  | 1 | DOOR | TRUE | FALSE | FALSE
DO | Doors | PV | Pivot |  | 079 | DOPV-079 | DOOR: pivot, 1 leaf, 1200 clear opening, fully glazed, framed with mid-rail |  |  | 1 | DOOR | TRUE | FALSE | FALSE
DO | Doors | PV | Pivot |  | 081 | DOPV-081 | DOOR: pivot, 1 leaf, 800 clear opening, fully glazed, frameless |  |  | 1 | DOOR | TRUE | FALSE | FALSE
DO | Doors | PV | Pivot |  | 082 | DOPV-082 | DOOR: pivot, 1 leaf, 850 clear opening, fully glazed, frameless |  |  | 1 | DOOR | TRUE | FALSE | FALSE
DO | Doors | PV | Pivot |  | 083 | DOPV-083 | DOOR: pivot, 1 leaf, 900 clear opening, fully glazed, frameless |  |  | 1 | DOOR | TRUE | FALSE | FALSE
DO | Doors | PV | Pivot |  | 084 | DOPV-084 | DOOR: pivot, 1 leaf, 950 clear opening, fully glazed, frameless |  |  | 1 | DOOR | TRUE | FALSE | FALSE
DO | Doors | PV | Pivot |  | 085 | DOPV-085 | DOOR: pivot, 1 leaf, 1000 clear opening, fully glazed, frameless |  |  | 1 | DOOR | TRUE | FALSE | FALSE
DO | Doors | PV | Pivot |  | 086 | DOPV-086 | DOOR: pivot, 1 leaf, 1050 clear opening, fully glazed, frameless |  |  | 1 | DOOR | TRUE | FALSE | FALSE
DO | Doors | PV | Pivot |  | 087 | DOPV-087 | DOOR: pivot, 1 leaf, 1100 clear opening, fully glazed, frameless |  |  | 1 | DOOR | TRUE | FALSE | FALSE
DO | Doors | PV | Pivot |  | 088 | DOPV-088 | DOOR: pivot, 1 leaf, 1150 clear opening, fully glazed, frameless |  |  | 1 | DOOR | TRUE | FALSE | FALSE
DO | Doors | PV | Pivot |  | 089 | DOPV-089 | DOOR: pivot, 1 leaf, 1200 clear opening, fully glazed, frameless |  |  | 1 | DOOR | TRUE | FALSE | FALSE
DO | Doors | PV | Pivot |  | 201 | DOPV-201 | DOOR: pivot, 2 leaves, 1500 clear opening, solid |  |  | 1 | DOOR | TRUE | FALSE | FALSE
DO | Doors | PV | Pivot |  | 202 | DOPV-202 | DOOR: pivot, 2 leaves, 1600 clear opening, solid |  |  | 1 | DOOR | TRUE | FALSE | FALSE
DO | Doors | PV | Pivot |  | 203 | DOPV-203 | DOOR: pivot, 2 leaves, 1700 clear opening, solid |  |  | 1 | DOOR | TRUE | FALSE | FALSE
DO | Doors | PV | Pivot |  | 204 | DOPV-204 | DOOR: pivot, 2 leaves, 1800 clear opening, solid |  |  | 1 | DOOR | TRUE | FALSE | FALSE
DO | Doors | PV | Pivot |  | 205 | DOPV-205 | DOOR: pivot, 2 leaves, 1900 clear opening, solid |  |  | 1 | DOOR | TRUE | FALSE | FALSE
DO | Doors | PV | Pivot |  | 206 | DOPV-206 | DOOR: pivot, 2 leaves, 2000 clear opening, solid |  |  | 1 | DOOR | TRUE | FALSE | FALSE
DO | Doors | PV | Pivot |  | 207 | DOPV-207 | DOOR: pivot, 2 leaves, 2100 clear opening, solid |  |  | 1 | DOOR | TRUE | FALSE | FALSE
DO | Doors | PV | Pivot |  | 208 | DOPV-208 | DOOR: pivot, 2 leaves, 2200 clear opening, solid |  |  | 1 | DOOR | TRUE | FALSE | FALSE
DO | Doors | PV | Pivot |  | 209 | DOPV-209 | DOOR: pivot, 2 leaves, 2300 clear opening, solid |  |  | 1 | DOOR | TRUE | FALSE | FALSE
DO | Doors | PV | Pivot |  | 211 | DOPV-211 | DOOR: pivot, 2 leaves, 1500 clear opening, solid, standard vision panel |  |  | 1 | DOOR | TRUE | FALSE | FALSE
DO | Doors | PV | Pivot |  | 212 | DOPV-212 | DOOR: pivot, 2 leaves, 1600 clear opening, solid, standard vision panel |  |  | 1 | DOOR | TRUE | FALSE | FALSE
DO | Doors | PV | Pivot |  | 213 | DOPV-213 | DOOR: pivot, 2 leaves, 1700 clear opening, solid, standard vision panel |  |  | 1 | DOOR | TRUE | FALSE | FALSE
DO | Doors | PV | Pivot |  | 214 | DOPV-214 | DOOR: pivot, 2 leaves, 1800 clear opening, solid, standard vision panel |  |  | 1 | DOOR | TRUE | FALSE | FALSE
DO | Doors | PV | Pivot |  | 215 | DOPV-215 | DOOR: pivot, 2 leaves, 1900 clear opening, solid, standard vision panel |  |  | 1 | DOOR | TRUE | FALSE | FALSE
DO | Doors | PV | Pivot |  | 216 | DOPV-216 | DOOR: pivot, 2 leaves, 2000 clear opening, solid, standard vision panel |  |  | 1 | DOOR | TRUE | FALSE | FALSE
DO | Doors | PV | Pivot |  | 217 | DOPV-217 | DOOR: pivot, 2 leaves, 2100 clear opening, solid, standard vision panel |  |  | 1 | DOOR | TRUE | FALSE | FALSE
DO | Doors | PV | Pivot |  | 218 | DOPV-218 | DOOR: pivot, 2 leaves, 2200 clear opening, solid, standard vision panel |  |  | 1 | DOOR | TRUE | FALSE | FALSE
DO | Doors | PV | Pivot |  | 219 | DOPV-219 | DOOR: pivot, 2 leaves, 2300 clear opening, solid, standard vision panel |  |  | 1 | DOOR | TRUE | FALSE | FALSE
DO | Doors | PV | Pivot |  | 221 | DOPV-221 | DOOR: pivot, 2 leaves, 1500 clear opening, solid, small vision panel |  |  | 1 | DOOR | TRUE | FALSE | FALSE
DO | Doors | PV | Pivot |  | 222 | DOPV-222 | DOOR: pivot, 2 leaves, 1600 clear opening, solid, small vision panel |  |  | 1 | DOOR | TRUE | FALSE | FALSE
DO | Doors | PV | Pivot |  | 223 | DOPV-223 | DOOR: pivot, 2 leaves, 1700 clear opening, solid, small vision panel |  |  | 1 | DOOR | TRUE | FALSE | FALSE
DO | Doors | PV | Pivot |  | 224 | DOPV-224 | DOOR: pivot, 2 leaves, 1800 clear opening, solid, small vision panel |  |  | 1 | DOOR | TRUE | FALSE | FALSE
DO | Doors | PV | Pivot |  | 225 | DOPV-225 | DOOR: pivot, 2 leaves, 1900 clear opening, solid, small vision panel |  |  | 1 | DOOR | TRUE | FALSE | FALSE
DO | Doors | PV | Pivot |  | 226 | DOPV-226 | DOOR: pivot, 2 leaves, 2000 clear opening, solid, small vision panel |  |  | 1 | DOOR | TRUE | FALSE | FALSE
DO | Doors | PV | Pivot |  | 227 | DOPV-227 | DOOR: pivot, 2 leaves, 2100 clear opening, solid, small vision panel |  |  | 1 | DOOR | TRUE | FALSE | FALSE
DO | Doors | PV | Pivot |  | 228 | DOPV-228 | DOOR: pivot, 2 leaves, 2200 clear opening, solid, small vision panel |  |  | 1 | DOOR | TRUE | FALSE | FALSE
DO | Doors | PV | Pivot |  | 229 | DOPV-229 | DOOR: pivot, 2 leaves, 2300 clear opening, solid, small vision panel |  |  | 1 | DOOR | TRUE | FALSE | FALSE
DO | Doors | PV | Pivot |  | 231 | DOPV-231 | DOOR: pivot, 2 leaves, 1500 clear opening, solid, tall vision panel |  |  | 1 | DOOR | TRUE | FALSE | FALSE
DO | Doors | PV | Pivot |  | 232 | DOPV-232 | DOOR: pivot, 2 leaves, 1600 clear opening, solid, tall vision panel |  |  | 1 | DOOR | TRUE | FALSE | FALSE
DO | Doors | PV | Pivot |  | 233 | DOPV-233 | DOOR: pivot, 2 leaves, 1700 clear opening, solid, tall vision panel |  |  | 1 | DOOR | TRUE | FALSE | FALSE
DO | Doors | PV | Pivot |  | 234 | DOPV-234 | DOOR: pivot, 2 leaves, 1800 clear opening, solid, tall vision panel |  |  | 1 | DOOR | TRUE | FALSE | FALSE
DO | Doors | PV | Pivot |  | 235 | DOPV-235 | DOOR: pivot, 2 leaves, 1900 clear opening, solid, tall vision panel |  |  | 1 | DOOR | TRUE | FALSE | FALSE
DO | Doors | PV | Pivot |  | 236 | DOPV-236 | DOOR: pivot, 2 leaves, 2000 clear opening, solid, tall vision panel |  |  | 1 | DOOR | TRUE | FALSE | FALSE
DO | Doors | PV | Pivot |  | 237 | DOPV-237 | DOOR: pivot, 2 leaves, 2100 clear opening, solid, tall vision panel |  |  | 1 | DOOR | TRUE | FALSE | FALSE
DO | Doors | PV | Pivot |  | 238 | DOPV-238 | DOOR: pivot, 2 leaves, 2200 clear opening, solid, tall vision panel |  |  | 1 | DOOR | TRUE | FALSE | FALSE
DO | Doors | PV | Pivot |  | 239 | DOPV-239 | DOOR: pivot, 2 leaves, 2300 clear opening, solid, tall vision panel |  |  | 1 | DOOR | TRUE | FALSE | FALSE
DO | Doors | PV | Pivot |  | 241 | DOPV-241 | DOOR: pivot, 2 leaves, 1500 clear opening, solid, wide vision panel |  |  | 1 | DOOR | TRUE | FALSE | FALSE
DO | Doors | PV | Pivot |  | 242 | DOPV-242 | DOOR: pivot, 2 leaves, 1600 clear opening, solid, wide vision panel |  |  | 1 | DOOR | TRUE | FALSE | FALSE
DO | Doors | PV | Pivot |  | 243 | DOPV-243 | DOOR: pivot, 2 leaves, 1700 clear opening, solid, wide vision panel |  |  | 1 | DOOR | TRUE | FALSE | FALSE
DO | Doors | PV | Pivot |  | 244 | DOPV-244 | DOOR: pivot, 2 leaves, 1800 clear opening, solid, wide vision panel |  |  | 1 | DOOR | TRUE | FALSE | FALSE
DO | Doors | PV | Pivot |  | 245 | DOPV-245 | DOOR: pivot, 2 leaves, 1900 clear opening, solid, wide vision panel |  |  | 1 | DOOR | TRUE | FALSE | FALSE
DO | Doors | PV | Pivot |  | 246 | DOPV-246 | DOOR: pivot, 2 leaves, 2000 clear opening, solid, wide vision panel |  |  | 1 | DOOR | TRUE | FALSE | FALSE
DO | Doors | PV | Pivot |  | 247 | DOPV-247 | DOOR: pivot, 2 leaves, 2100 clear opening, solid, wide vision panel |  |  | 1 | DOOR | TRUE | FALSE | FALSE
DO | Doors | PV | Pivot |  | 248 | DOPV-248 | DOOR: pivot, 2 leaves, 2200 clear opening, solid, wide vision panel |  |  | 1 | DOOR | TRUE | FALSE | FALSE
DO | Doors | PV | Pivot |  | 249 | DOPV-249 | DOOR: pivot, 2 leaves, 2300 clear opening, solid, wide vision panel |  |  | 1 | DOOR | TRUE | FALSE | FALSE
DO | Doors | PV | Pivot |  | 261 | DOPV-261 | DOOR: pivot, 2 leaves, 1500 clear opening, fully glazed, framed |  |  | 1 | DOOR | TRUE | FALSE | FALSE
DO | Doors | PV | Pivot |  | 262 | DOPV-262 | DOOR: pivot, 2 leaves, 1600 clear opening, fully glazed, framed |  |  | 1 | DOOR | TRUE | FALSE | FALSE
DO | Doors | PV | Pivot |  | 263 | DOPV-263 | DOOR: pivot, 2 leaves, 1700 clear opening, fully glazed, framed |  |  | 1 | DOOR | TRUE | FALSE | FALSE
DO | Doors | PV | Pivot |  | 264 | DOPV-264 | DOOR: pivot, 2 leaves, 1800 clear opening, fully glazed, framed |  |  | 1 | DOOR | TRUE | FALSE | FALSE
DO | Doors | PV | Pivot |  | 265 | DOPV-265 | DOOR: pivot, 2 leaves, 1900 clear opening, fully glazed, framed |  |  | 1 | DOOR | TRUE | FALSE | FALSE
DO | Doors | PV | Pivot |  | 266 | DOPV-266 | DOOR: pivot, 2 leaves, 2000 clear opening, fully glazed, framed |  |  | 1 | DOOR | TRUE | FALSE | FALSE
DO | Doors | PV | Pivot |  | 267 | DOPV-267 | DOOR: pivot, 2 leaves, 2100 clear opening, fully glazed, framed |  |  | 1 | DOOR | TRUE | FALSE | FALSE
DO | Doors | PV | Pivot |  | 268 | DOPV-268 | DOOR: pivot, 2 leaves, 2200 clear opening, fully glazed, framed |  |  | 1 | DOOR | TRUE | FALSE | FALSE
DO | Doors | PV | Pivot |  | 269 | DOPV-269 | DOOR: pivot, 2 leaves, 2300 clear opening, fully glazed, framed |  |  | 1 | DOOR | TRUE | FALSE | FALSE
DO | Doors | PV | Pivot |  | 271 | DOPV-271 | DOOR: pivot, 2 leaves, 1500 clear opening, fully glazed, framed with mid-rail |  |  | 1 | DOOR | TRUE | FALSE | FALSE
DO | Doors | PV | Pivot |  | 272 | DOPV-272 | DOOR: pivot, 2 leaves, 1600 clear opening, fully glazed, framed with mid-rail |  |  | 1 | DOOR | TRUE | FALSE | FALSE
DO | Doors | PV | Pivot |  | 273 | DOPV-273 | DOOR: pivot, 2 leaves, 1700 clear opening, fully glazed, framed with mid-rail |  |  | 1 | DOOR | TRUE | FALSE | FALSE
DO | Doors | PV | Pivot |  | 274 | DOPV-274 | DOOR: pivot, 2 leaves, 1800 clear opening, fully glazed, framed with mid-rail |  |  | 1 | DOOR | TRUE | FALSE | FALSE
DO | Doors | PV | Pivot |  | 275 | DOPV-275 | DOOR: pivot, 2 leaves, 1900 clear opening, fully glazed, framed with mid-rail |  |  | 1 | DOOR | TRUE | FALSE | FALSE
DO | Doors | PV | Pivot |  | 276 | DOPV-276 | DOOR: pivot, 2 leaves, 2000 clear opening, fully glazed, framed with mid-rail |  |  | 1 | DOOR | TRUE | FALSE | FALSE
DO | Doors | PV | Pivot |  | 277 | DOPV-277 | DOOR: pivot, 2 leaves, 2100 clear opening, fully glazed, framed with mid-rail |  |  | 1 | DOOR | TRUE | FALSE | FALSE
DO | Doors | PV | Pivot |  | 278 | DOPV-278 | DOOR: pivot, 2 leaves, 2200 clear opening, fully glazed, framed with mid-rail |  |  | 1 | DOOR | TRUE | FALSE | FALSE
DO | Doors | PV | Pivot |  | 279 | DOPV-279 | DOOR: pivot, 2 leaves, 2300 clear opening, fully glazed, framed with mid-rail |  |  | 1 | DOOR | TRUE | FALSE | FALSE
DO | Doors | PV | Pivot |  | 281 | DOPV-281 | DOOR: pivot, 2 leaves, 1500 clear opening, fully glazed, frameless |  |  | 1 | DOOR | TRUE | FALSE | FALSE
DO | Doors | PV | Pivot |  | 282 | DOPV-282 | DOOR: pivot, 2 leaves, 1600 clear opening, fully glazed, frameless |  |  | 1 | DOOR | TRUE | FALSE | FALSE
DO | Doors | PV | Pivot |  | 283 | DOPV-283 | DOOR: pivot, 2 leaves, 1700 clear opening, fully glazed, frameless |  |  | 1 | DOOR | TRUE | FALSE | FALSE
DO | Doors | PV | Pivot |  | 284 | DOPV-284 | DOOR: pivot, 2 leaves, 1800 clear opening, fully glazed, frameless |  |  | 1 | DOOR | TRUE | FALSE | FALSE
DO | Doors | PV | Pivot |  | 285 | DOPV-285 | DOOR: pivot, 2 leaves, 1900 clear opening, fully glazed, frameless |  |  | 1 | DOOR | TRUE | FALSE | FALSE
DO | Doors | PV | Pivot |  | 286 | DOPV-286 | DOOR: pivot, 2 leaves, 2000 clear opening, fully glazed, frameless |  |  | 1 | DOOR | TRUE | FALSE | FALSE
DO | Doors | PV | Pivot |  | 287 | DOPV-287 | DOOR: pivot, 2 leaves, 2100 clear opening, fully glazed, frameless |  |  | 1 | DOOR | TRUE | FALSE | FALSE
DO | Doors | PV | Pivot |  | 288 | DOPV-288 | DOOR: pivot, 2 leaves, 2200 clear opening, fully glazed, frameless |  |  | 1 | DOOR | TRUE | FALSE | FALSE
DO | Doors | PV | Pivot |  | 289 | DOPV-289 | DOOR: pivot, 2 leaves, 2300 clear opening, fully glazed, frameless |  |  | 1 | DOOR | TRUE | FALSE | FALSE
DO | Doors | RO | Roller |  | 009 | DORO-009 | DOOR: roller shutter, 950 clear opening |  |  | 1 | DOOR | TRUE | FALSE | FALSE
DO | Doors | RO | Roller |  | 010 | DORO-010 | DOOR: roller shutter, 1000 clear opening | DWWH-003; DWWH-004 | SHUTTER: roller, automatic; SHUTTER: roller, manual | 1 | DOOR | TRUE | FALSE | FALSE
DO | Doors | RO | Roller |  | 011 | DORO-011 | DOOR: roller shutter, 1100 clear opening |  |  | 1 | DOOR | TRUE | FALSE | FALSE
DO | Doors | RO | Roller |  | 012 | DORO-012 | DOOR: roller shutter, 1200 clear opening |  |  | 1 | DOOR | TRUE | FALSE | FALSE
DO | Doors | RO | Roller |  | 013 | DORO-013 | DOOR: roller shutter, 1300 clear opening |  |  | 1 | DOOR | TRUE | FALSE | FALSE
DO | Doors | RO | Roller |  | 014 | DORO-014 | DOOR: roller shutter, 1400 clear opening |  |  | 1 | DOOR | TRUE | FALSE | FALSE
DO | Doors | RO | Roller |  | 015 | DORO-015 | DOOR: roller shutter, 1500 clear opening |  |  | 1 | DOOR | TRUE | FALSE | FALSE
DO | Doors | RO | Roller |  | 016 | DORO-016 | DOOR: roller shutter, 1600 clear opening |  |  | 1 | DOOR | TRUE | FALSE | FALSE
DO | Doors | RO | Roller |  | 017 | DORO-017 | DOOR: roller shutter, 1700 clear opening |  |  | 1 | DOOR | TRUE | FALSE | FALSE
DO | Doors | RO | Roller |  | 018 | DORO-018 | DOOR: roller shutter, 1800 clear opening |  |  | 1 | DOOR | TRUE | FALSE | FALSE
DO | Doors | RO | Roller |  | 019 | DORO-019 | DOOR: roller shutter, 1900 clear opening |  |  | 1 | DOOR | TRUE | FALSE | FALSE
DO | Doors | RO | Roller |  | 020 | DORO-020 | DOOR: roller shutter, 2000 clear opening |  |  | 1 | DOOR | TRUE | FALSE | FALSE
DO | Doors | RO | Roller |  | 021 | DORO-021 | DOOR: roller shutter, 2100 clear opening |  |  | 1 | DOOR | TRUE | FALSE | FALSE
DO | Doors | RO | Roller |  | 022 | DORO-022 | DOOR: roller shutter, 2200 clear opening |  |  | 1 | DOOR | TRUE | FALSE | FALSE
DO | Doors | RO | Roller |  | 023 | DORO-023 | DOOR: roller shutter, 2300 clear opening |  |  | 1 | DOOR | TRUE | FALSE | FALSE
DO | Doors | RO | Roller |  | 024 | DORO-024 | DOOR: roller shutter, 2400 clear opening |  |  | 1 | DOOR | TRUE | FALSE | FALSE
DO | Doors | RO | Roller |  | 025 | DORO-025 | DOOR: roller shutter, 2500 clear opening |  |  | 1 | DOOR | TRUE | FALSE | FALSE
DO | Doors | RO | Roller |  | 026 | DORO-026 | DOOR: roller shutter, 2600 clear opening |  |  | 1 | DOOR | TRUE | FALSE | FALSE
DO | Doors | RO | Roller |  | 027 | DORO-027 | DOOR: roller shutter, 2700 clear opening |  |  | 1 | DOOR | TRUE | FALSE | FALSE
DO | Doors | RO | Roller |  | 028 | DORO-028 | DOOR: roller shutter, 2800 clear opening |  |  | 1 | DOOR | TRUE | FALSE | FALSE
DO | Doors | RO | Roller |  | 029 | DORO-029 | DOOR: roller shutter, 2900 clear opening |  |  | 1 | DOOR | TRUE | FALSE | FALSE
DO | Doors | RO | Roller |  | 030 | DORO-030 | DOOR: roller shutter, 3000 clear opening |  |  | 1 | DOOR | TRUE | FALSE | FALSE
DO | Doors | RO | Roller |  | 031 | DORO-031 | DOOR: roller shutter, 3100 clear opening |  |  | 1 | DOOR | TRUE | FALSE | FALSE
DO | Doors | RO | Roller |  | 032 | DORO-032 | DOOR: roller shutter, 3200 clear opening |  |  | 1 | DOOR | TRUE | FALSE | FALSE
DO | Doors | RO | Roller |  | 033 | DORO-033 | DOOR: roller shutter, 3300 clear opening |  |  | 1 | DOOR | TRUE | FALSE | FALSE
DO | Doors | RO | Roller |  | 034 | DORO-034 | DOOR: roller shutter, 3400 clear opening |  |  | 1 | DOOR | TRUE | FALSE | FALSE
DO | Doors | RO | Roller |  | 035 | DORO-035 | DOOR: roller shutter, 3500 clear opening |  |  | 1 | DOOR | TRUE | FALSE | FALSE
DO | Doors | RO | Roller |  | 036 | DORO-036 | DOOR: roller shutter, 3600 clear opening |  |  | 1 | DOOR | TRUE | FALSE | FALSE
DO | Doors | RO | Roller |  | 040 | DORO-040 | DOOR: roller shutter, 4000 clear opening |  |  | 1 | DOOR | TRUE | FALSE | FALSE
DO | Doors | RO | Roller |  | 045 | DORO-045 | DOOR: roller shutter, 4500 clear opening |  |  | 1 | DOOR | TRUE | FALSE | FALSE
DO | Doors | RO | Roller |  | 050 | DORO-050 | DOOR: roller shutter, 5000 clear opening |  |  | 1 | DOOR | TRUE | FALSE | FALSE
DO | Doors | RO | Roller |  | 055 | DORO-055 | DOOR: roller shutter, 5500 clear opening |  |  | 1 | DOOR | TRUE | FALSE | FALSE
DO | Doors | RO | Roller |  | 060 | DORO-060 | DOOR: roller shutter, 6000 clear opening |  |  | 1 | DOOR | TRUE | FALSE | FALSE
DO | Doors | RO | Roller |  | 065 | DORO-065 | DOOR: roller shutter, 6500 clear opening |  |  | 1 | DOOR | TRUE | FALSE | FALSE
DO | Doors | RO | Roller | DORO-009 | 01 | DORO-009.01 | DOOR: roller shutter, 950 clear opening, aluminium, solid |  |  | 1 | DOOR | TRUE | FALSE | FALSE
DO | Doors | RO | Roller | DORO-009 | 02 | DORO-009.02 | DOOR: roller shutter, 950 clear opening, aluminium, perforated |  |  | 1 | DOOR | TRUE | FALSE | FALSE
DO | Doors | RO | Roller | DORO-009 | 03 | DORO-009.03 | DOOR: roller shutter, 950 clear opening, aluminium, slotted |  |  | 1 | DOOR | TRUE | FALSE | FALSE
DO | Doors | RO | Roller | DORO-009 | 04 | DORO-009.04 | DOOR: roller shutter, 950 clear opening, aluminium, solid / perforated |  |  | 1 | DOOR | TRUE | FALSE | FALSE
DO | Doors | RO | Roller | DORO-009 | 05 | DORO-009.05 | DOOR: roller shutter, 950 clear opening, aluminium, solid / slotted |  |  | 1 | DOOR | TRUE | FALSE | FALSE
DO | Doors | RO | Roller | DORO-009 | 06 | DORO-009.06 | DOOR: roller shutter, 950 clear opening, aluminium, grille |  |  | 1 | DOOR | TRUE | FALSE | FALSE
DO | Doors | RO | Roller | DORO-009 | 07 | DORO-009.07 | DOOR: roller shutter, 950 clear opening, steel, solid |  |  | 1 | DOOR | TRUE | FALSE | FALSE
DO | Doors | RO | Roller | DORO-009 | 08 | DORO-009.08 | DOOR: roller shutter, 950 clear opening, steel, solid, fire rated |  |  | 1 | DOOR | TRUE | FALSE | FALSE
DO | Doors | RO | Roller | DORO-009 | 09 | DORO-009.09 | DOOR: roller shutter, 950 clear opening, steel, perforated |  |  | 1 | DOOR | TRUE | FALSE | FALSE
DO | Doors | RO | Roller | DORO-009 | 10 | DORO-009.10 | DOOR: roller shutter, 950 clear opening, steel, slotted |  |  | 1 | DOOR | TRUE | FALSE | FALSE
DO | Doors | RO | Roller | DORO-009 | 11 | DORO-009.11 | DOOR: roller shutter, 950 clear opening, steel, solid / perforated |  |  | 1 | DOOR | TRUE | FALSE | FALSE
DO | Doors | RO | Roller | DORO-009 | 12 | DORO-009.12 | DOOR: roller shutter, 950 clear opening, steel, solid / slotted |  |  | 1 | DOOR | TRUE | FALSE | FALSE
DO | Doors | RO | Roller | DORO-009 | 13 | DORO-009.13 | DOOR: roller shutter, 950 clear opening, steel, grille |  |  | 1 | DOOR | TRUE | FALSE | FALSE
DO | Doors | RO | Roller | DORO-009 | 14 | DORO-009.14 | DOOR: roller shutter, 950 clear opening, polycarbonate |  |  | 1 | DOOR | TRUE | FALSE | FALSE
DO | Doors | RO | Roller | DORO-010 | 01 | DORO-010.01 | DOOR: roller shutter, 1000 clear opening, aluminium, solid |  |  | 1 | DOOR | TRUE | FALSE | FALSE
DO | Doors | RO | Roller | DORO-010 | 02 | DORO-010.02 | DOOR: roller shutter, 1000 clear opening, aluminium, perforated |  |  | 1 | DOOR | TRUE | FALSE | FALSE
DO | Doors | RO | Roller | DORO-010 | 03 | DORO-010.03 | DOOR: roller shutter, 1000 clear opening, aluminium, slotted |  |  | 1 | DOOR | TRUE | FALSE | FALSE
DO | Doors | RO | Roller | DORO-010 | 04 | DORO-010.04 | DOOR: roller shutter, 1000 clear opening, aluminium, solid / perforated |  |  | 1 | DOOR | TRUE | FALSE | FALSE
DO | Doors | RO | Roller | DORO-010 | 05 | DORO-010.05 | DOOR: roller shutter, 1000 clear opening, aluminium, solid / slotted |  |  | 1 | DOOR | TRUE | FALSE | FALSE
DO | Doors | RO | Roller | DORO-010 | 06 | DORO-010.06 | DOOR: roller shutter, 1000 clear opening, aluminium, grille |  |  | 1 | DOOR | TRUE | FALSE | FALSE
DO | Doors | RO | Roller | DORO-010 | 07 | DORO-010.07 | DOOR: roller shutter, 1000 clear opening, steel, solid |  |  | 1 | DOOR | TRUE | FALSE | FALSE
DO | Doors | RO | Roller | DORO-010 | 08 | DORO-010.08 | DOOR: roller shutter, 1000 clear opening, steel, solid, fire rated |  |  | 1 | DOOR | TRUE | FALSE | FALSE
DO | Doors | RO | Roller | DORO-010 | 09 | DORO-010.09 | DOOR: roller shutter, 1000 clear opening, steel, perforated |  |  | 1 | DOOR | TRUE | FALSE | FALSE
DO | Doors | RO | Roller | DORO-010 | 10 | DORO-010.10 | DOOR: roller shutter, 1000 clear opening, steel, slotted |  |  | 1 | DOOR | TRUE | FALSE | FALSE
DO | Doors | RO | Roller | DORO-010 | 11 | DORO-010.11 | DOOR: roller shutter, 1000 clear opening, steel, solid / perforated |  |  | 1 | DOOR | TRUE | FALSE | FALSE
DO | Doors | RO | Roller | DORO-010 | 12 | DORO-010.12 | DOOR: roller shutter, 1000 clear opening, steel, solid / slotted |  |  | 1 | DOOR | TRUE | FALSE | FALSE
DO | Doors | RO | Roller | DORO-010 | 13 | DORO-010.13 | DOOR: roller shutter, 1000 clear opening, steel, grille |  |  | 1 | DOOR | TRUE | FALSE | FALSE
DO | Doors | RO | Roller | DORO-010 | 14 | DORO-010.14 | DOOR: roller shutter, 1000 clear opening, polycarbonate |  |  | 1 | DOOR | TRUE | FALSE | FALSE
DO | Doors | RO | Roller | DORO-011 | 01 | DORO-011.01 | DOOR: roller shutter, 1100 clear opening, aluminium, solid |  |  | 1 | DOOR | TRUE | FALSE | FALSE
DO | Doors | RO | Roller | DORO-011 | 02 | DORO-011.02 | DOOR: roller shutter, 1100 clear opening, aluminium, perforated |  |  | 1 | DOOR | TRUE | FALSE | FALSE
DO | Doors | RO | Roller | DORO-011 | 03 | DORO-011.03 | DOOR: roller shutter, 1100 clear opening, aluminium, slotted |  |  | 1 | DOOR | TRUE | FALSE | FALSE
DO | Doors | RO | Roller | DORO-011 | 04 | DORO-011.04 | DOOR: roller shutter, 1100 clear opening, aluminium, solid / perforated |  |  | 1 | DOOR | TRUE | FALSE | FALSE
DO | Doors | RO | Roller | DORO-011 | 05 | DORO-011.05 | DOOR: roller shutter, 1100 clear opening, aluminium, solid / slotted |  |  | 1 | DOOR | TRUE | FALSE | FALSE
DO | Doors | RO | Roller | DORO-011 | 06 | DORO-011.06 | DOOR: roller shutter, 1100 clear opening, aluminium, grille |  |  | 1 | DOOR | TRUE | FALSE | FALSE
DO | Doors | RO | Roller | DORO-011 | 07 | DORO-011.07 | DOOR: roller shutter, 1100 clear opening, steel, solid |  |  | 1 | DOOR | TRUE | FALSE | FALSE
DO | Doors | RO | Roller | DORO-011 | 08 | DORO-011.08 | DOOR: roller shutter, 1100 clear opening, steel, solid, fire rated |  |  | 1 | DOOR | TRUE | FALSE | FALSE
DO | Doors | RO | Roller | DORO-011 | 09 | DORO-011.09 | DOOR: roller shutter, 1100 clear opening, steel, perforated |  |  | 1 | DOOR | TRUE | FALSE | FALSE
DO | Doors | RO | Roller | DORO-011 | 10 | DORO-011.10 | DOOR: roller shutter, 1100 clear opening, steel, slotted |  |  | 1 | DOOR | TRUE | FALSE | FALSE
DO | Doors | RO | Roller | DORO-011 | 11 | DORO-011.11 | DOOR: roller shutter, 1100 clear opening, steel, solid / perforated |  |  | 1 | DOOR | TRUE | FALSE | FALSE
DO | Doors | RO | Roller | DORO-011 | 12 | DORO-011.12 | DOOR: roller shutter, 1100 clear opening, steel, solid / slotted |  |  | 1 | DOOR | TRUE | FALSE | FALSE
DO | Doors | RO | Roller | DORO-011 | 13 | DORO-011.13 | DOOR: roller shutter, 1100 clear opening, steel, grille |  |  | 1 | DOOR | TRUE | FALSE | FALSE
DO | Doors | RO | Roller | DORO-011 | 14 | DORO-011.14 | DOOR: roller shutter, 1100 clear opening, polycarbonate |  |  | 1 | DOOR | TRUE | FALSE | FALSE
DO | Doors | RO | Roller | DORO-012 | 01 | DORO-012.01 | DOOR: roller shutter, 1200 clear opening, aluminium, solid |  |  | 1 | DOOR | TRUE | FALSE | FALSE
DO | Doors | RO | Roller | DORO-012 | 02 | DORO-012.02 | DOOR: roller shutter, 1200 clear opening, aluminium, perforated |  |  | 1 | DOOR | TRUE | FALSE | FALSE
DO | Doors | RO | Roller | DORO-012 | 03 | DORO-012.03 | DOOR: roller shutter, 1200 clear opening, aluminium, slotted |  |  | 1 | DOOR | TRUE | FALSE | FALSE
DO | Doors | RO | Roller | DORO-012 | 04 | DORO-012.04 | DOOR: roller shutter, 1200 clear opening, aluminium, solid / perforated |  |  | 1 | DOOR | TRUE | FALSE | FALSE
DO | Doors | RO | Roller | DORO-012 | 05 | DORO-012.05 | DOOR: roller shutter, 1200 clear opening, aluminium, solid / slotted |  |  | 1 | DOOR | TRUE | FALSE | FALSE
DO | Doors | RO | Roller | DORO-012 | 06 | DORO-012.06 | DOOR: roller shutter, 1200 clear opening, aluminium, grille |  |  | 1 | DOOR | TRUE | FALSE | FALSE
DO | Doors | RO | Roller | DORO-012 | 07 | DORO-012.07 | DOOR: roller shutter, 1200 clear opening, steel, solid |  |  | 1 | DOOR | TRUE | FALSE | FALSE
DO | Doors | RO | Roller | DORO-012 | 08 | DORO-012.08 | DOOR: roller shutter, 1200 clear opening, steel, solid, fire rated |  |  | 1 | DOOR | TRUE | FALSE | FALSE
DO | Doors | RO | Roller | DORO-012 | 09 | DORO-012.09 | DOOR: roller shutter, 1200 clear opening, steel, perforated |  |  | 1 | DOOR | TRUE | FALSE | FALSE
DO | Doors | RO | Roller | DORO-012 | 10 | DORO-012.10 | DOOR: roller shutter, 1200 clear opening, steel, slotted |  |  | 1 | DOOR | TRUE | FALSE | FALSE
DO | Doors | RO | Roller | DORO-012 | 11 | DORO-012.11 | DOOR: roller shutter, 1200 clear opening, steel, solid / perforated |  |  | 1 | DOOR | TRUE | FALSE | FALSE
DO | Doors | RO | Roller | DORO-012 | 12 | DORO-012.12 | DOOR: roller shutter, 1200 clear opening, steel, solid / slotted |  |  | 1 | DOOR | TRUE | FALSE | FALSE
DO | Doors | RO | Roller | DORO-012 | 13 | DORO-012.13 | DOOR: roller shutter, 1200 clear opening, steel, grille |  |  | 1 | DOOR | TRUE | FALSE | FALSE
DO | Doors | RO | Roller | DORO-012 | 14 | DORO-012.14 | DOOR: roller shutter, 1200 clear opening, polycarbonate |  |  | 1 | DOOR | TRUE | FALSE | FALSE
DO | Doors | RO | Roller | DORO-013 | 01 | DORO-013.01 | DOOR: roller shutter, 1300 clear opening, aluminium, solid |  |  | 1 | DOOR | TRUE | FALSE | FALSE
DO | Doors | RO | Roller | DORO-013 | 02 | DORO-013.02 | DOOR: roller shutter, 1300 clear opening, aluminium, perforated |  |  | 1 | DOOR | TRUE | FALSE | FALSE
DO | Doors | RO | Roller | DORO-013 | 03 | DORO-013.03 | DOOR: roller shutter, 1300 clear opening, aluminium, slotted |  |  | 1 | DOOR | TRUE | FALSE | FALSE
DO | Doors | RO | Roller | DORO-013 | 04 | DORO-013.04 | DOOR: roller shutter, 1300 clear opening, aluminium, solid / perforated |  |  | 1 | DOOR | TRUE | FALSE | FALSE
DO | Doors | RO | Roller | DORO-013 | 05 | DORO-013.05 | DOOR: roller shutter, 1300 clear opening, aluminium, solid / slotted |  |  | 1 | DOOR | TRUE | FALSE | FALSE
DO | Doors | RO | Roller | DORO-013 | 06 | DORO-013.06 | DOOR: roller shutter, 1300 clear opening, aluminium, grille |  |  | 1 | DOOR | TRUE | FALSE | FALSE
DO | Doors | RO | Roller | DORO-013 | 07 | DORO-013.07 | DOOR: roller shutter, 1300 clear opening, steel, solid |  |  | 1 | DOOR | TRUE | FALSE | FALSE
DO | Doors | RO | Roller | DORO-013 | 08 | DORO-013.08 | DOOR: roller shutter, 1300 clear opening, steel, solid, fire rated |  |  | 1 | DOOR | TRUE | FALSE | FALSE
DO | Doors | RO | Roller | DORO-013 | 09 | DORO-013.09 | DOOR: roller shutter, 1300 clear opening, steel, perforated |  |  | 1 | DOOR | TRUE | FALSE | FALSE
DO | Doors | RO | Roller | DORO-013 | 10 | DORO-013.10 | DOOR: roller shutter, 1300 clear opening, steel, slotted |  |  | 1 | DOOR | TRUE | FALSE | FALSE
DO | Doors | RO | Roller | DORO-013 | 11 | DORO-013.11 | DOOR: roller shutter, 1300 clear opening, steel, solid / perforated |  |  | 1 | DOOR | TRUE | FALSE | FALSE
DO | Doors | RO | Roller | DORO-013 | 12 | DORO-013.12 | DOOR: roller shutter, 1300 clear opening, steel, solid / slotted |  |  | 1 | DOOR | TRUE | FALSE | FALSE
DO | Doors | RO | Roller | DORO-013 | 13 | DORO-013.13 | DOOR: roller shutter, 1300 clear opening, steel, grille |  |  | 1 | DOOR | TRUE | FALSE | FALSE
DO | Doors | RO | Roller | DORO-013 | 14 | DORO-013.14 | DOOR: roller shutter, 1300 clear opening, polycarbonate |  |  | 1 | DOOR | TRUE | FALSE | FALSE
DO | Doors | RO | Roller | DORO-014 | 01 | DORO-014.01 | DOOR: roller shutter, 1400 clear opening, aluminium, solid |  |  | 1 | DOOR | TRUE | FALSE | FALSE
DO | Doors | RO | Roller | DORO-014 | 02 | DORO-014.02 | DOOR: roller shutter, 1400 clear opening, aluminium, perforated |  |  | 1 | DOOR | TRUE | FALSE | FALSE
DO | Doors | RO | Roller | DORO-014 | 03 | DORO-014.03 | DOOR: roller shutter, 1400 clear opening, aluminium, slotted |  |  | 1 | DOOR | TRUE | FALSE | FALSE
DO | Doors | RO | Roller | DORO-014 | 04 | DORO-014.04 | DOOR: roller shutter, 1400 clear opening, aluminium, solid / perforated |  |  | 1 | DOOR | TRUE | FALSE | FALSE
DO | Doors | RO | Roller | DORO-014 | 05 | DORO-014.05 | DOOR: roller shutter, 1400 clear opening, aluminium, solid / slotted |  |  | 1 | DOOR | TRUE | FALSE | FALSE
DO | Doors | RO | Roller | DORO-014 | 06 | DORO-014.06 | DOOR: roller shutter, 1400 clear opening, aluminium, grille |  |  | 1 | DOOR | TRUE | FALSE | FALSE
DO | Doors | RO | Roller | DORO-014 | 07 | DORO-014.07 | DOOR: roller shutter, 1400 clear opening, steel, solid |  |  | 1 | DOOR | TRUE | FALSE | FALSE
DO | Doors | RO | Roller | DORO-014 | 08 | DORO-014.08 | DOOR: roller shutter, 1400 clear opening, steel, solid, fire rated |  |  | 1 | DOOR | TRUE | FALSE | FALSE
DO | Doors | RO | Roller | DORO-014 | 09 | DORO-014.09 | DOOR: roller shutter, 1400 clear opening, steel, perforated |  |  | 1 | DOOR | TRUE | FALSE | FALSE
DO | Doors | RO | Roller | DORO-014 | 10 | DORO-014.10 | DOOR: roller shutter, 1400 clear opening, steel, slotted |  |  | 1 | DOOR | TRUE | FALSE | FALSE
DO | Doors | RO | Roller | DORO-014 | 11 | DORO-014.11 | DOOR: roller shutter, 1400 clear opening, steel, solid / perforated |  |  | 1 | DOOR | TRUE | FALSE | FALSE
DO | Doors | RO | Roller | DORO-014 | 12 | DORO-014.12 | DOOR: roller shutter, 1400 clear opening, steel, solid / slotted |  |  | 1 | DOOR | TRUE | FALSE | FALSE
DO | Doors | RO | Roller | DORO-014 | 13 | DORO-014.13 | DOOR: roller shutter, 1400 clear opening, steel, grille |  |  | 1 | DOOR | TRUE | FALSE | FALSE
DO | Doors | RO | Roller | DORO-014 | 14 | DORO-014.14 | DOOR: roller shutter, 1400 clear opening, polycarbonate |  |  | 1 | DOOR | TRUE | FALSE | FALSE
DO | Doors | RO | Roller | DORO-015 | 01 | DORO-015.01 | DOOR: roller shutter, 1500 clear opening, aluminium, solid |  |  | 1 | DOOR | TRUE | FALSE | FALSE
DO | Doors | RO | Roller | DORO-015 | 02 | DORO-015.02 | DOOR: roller shutter, 1500 clear opening, aluminium, perforated |  |  | 1 | DOOR | TRUE | FALSE | FALSE
DO | Doors | RO | Roller | DORO-015 | 03 | DORO-015.03 | DOOR: roller shutter, 1500 clear opening, aluminium, slotted |  |  | 1 | DOOR | TRUE | FALSE | FALSE
DO | Doors | RO | Roller | DORO-015 | 04 | DORO-015.04 | DOOR: roller shutter, 1500 clear opening, aluminium, solid / perforated |  |  | 1 | DOOR | TRUE | FALSE | FALSE
DO | Doors | RO | Roller | DORO-015 | 05 | DORO-015.05 | DOOR: roller shutter, 1500 clear opening, aluminium, solid / slotted |  |  | 1 | DOOR | TRUE | FALSE | FALSE
DO | Doors | RO | Roller | DORO-015 | 06 | DORO-015.06 | DOOR: roller shutter, 1500 clear opening, aluminium, grille |  |  | 1 | DOOR | TRUE | FALSE | FALSE
DO | Doors | RO | Roller | DORO-015 | 07 | DORO-015.07 | DOOR: roller shutter, 1500 clear opening, steel, solid |  |  | 1 | DOOR | TRUE | FALSE | FALSE
DO | Doors | RO | Roller | DORO-015 | 08 | DORO-015.08 | DOOR: roller shutter, 1500 clear opening, steel, solid, fire rated |  |  | 1 | DOOR | TRUE | FALSE | FALSE
DO | Doors | RO | Roller | DORO-015 | 09 | DORO-015.09 | DOOR: roller shutter, 1500 clear opening, steel, perforated |  |  | 1 | DOOR | TRUE | FALSE | FALSE
DO | Doors | RO | Roller | DORO-015 | 10 | DORO-015.10 | DOOR: roller shutter, 1500 clear opening, steel, slotted |  |  | 1 | DOOR | TRUE | FALSE | FALSE
DO | Doors | RO | Roller | DORO-015 | 11 | DORO-015.11 | DOOR: roller shutter, 1500 clear opening, steel, solid / perforated |  |  | 1 | DOOR | TRUE | FALSE | FALSE
DO | Doors | RO | Roller | DORO-015 | 12 | DORO-015.12 | DOOR: roller shutter, 1500 clear opening, steel, solid / slotted |  |  | 1 | DOOR | TRUE | FALSE | FALSE
DO | Doors | RO | Roller | DORO-015 | 13 | DORO-015.13 | DOOR: roller shutter, 1500 clear opening, steel, grille |  |  | 1 | DOOR | TRUE | FALSE | FALSE
DO | Doors | RO | Roller | DORO-015 | 14 | DORO-015.14 | DOOR: roller shutter, 1500 clear opening, polycarbonate |  |  | 1 | DOOR | TRUE | FALSE | FALSE
DO | Doors | RO | Roller | DORO-016 | 01 | DORO-016.01 | DOOR: roller shutter, 1600 clear opening, aluminium, solid |  |  | 1 | DOOR | TRUE | FALSE | FALSE
DO | Doors | RO | Roller | DORO-016 | 02 | DORO-016.02 | DOOR: roller shutter, 1600 clear opening, aluminium, perforated |  |  | 1 | DOOR | TRUE | FALSE | FALSE
DO | Doors | RO | Roller | DORO-016 | 03 | DORO-016.03 | DOOR: roller shutter, 1600 clear opening, aluminium, slotted |  |  | 1 | DOOR | TRUE | FALSE | FALSE
DO | Doors | RO | Roller | DORO-016 | 04 | DORO-016.04 | DOOR: roller shutter, 1600 clear opening, aluminium, solid / perforated |  |  | 1 | DOOR | TRUE | FALSE | FALSE
DO | Doors | RO | Roller | DORO-016 | 05 | DORO-016.05 | DOOR: roller shutter, 1600 clear opening, aluminium, solid / slotted |  |  | 1 | DOOR | TRUE | FALSE | FALSE
DO | Doors | RO | Roller | DORO-016 | 06 | DORO-016.06 | DOOR: roller shutter, 1600 clear opening, aluminium, grille |  |  | 1 | DOOR | TRUE | FALSE | FALSE
DO | Doors | RO | Roller | DORO-016 | 07 | DORO-016.07 | DOOR: roller shutter, 1600 clear opening, steel, solid |  |  | 1 | DOOR | TRUE | FALSE | FALSE
DO | Doors | RO | Roller | DORO-016 | 08 | DORO-016.08 | DOOR: roller shutter, 1600 clear opening, steel, solid, fire rated |  |  | 1 | DOOR | TRUE | FALSE | FALSE
DO | Doors | RO | Roller | DORO-016 | 09 | DORO-016.09 | DOOR: roller shutter, 1600 clear opening, steel, perforated |  |  | 1 | DOOR | TRUE | FALSE | FALSE
DO | Doors | RO | Roller | DORO-016 | 10 | DORO-016.10 | DOOR: roller shutter, 1600 clear opening, steel, slotted |  |  | 1 | DOOR | TRUE | FALSE | FALSE
DO | Doors | RO | Roller | DORO-016 | 11 | DORO-016.11 | DOOR: roller shutter, 1600 clear opening, steel, solid / perforated |  |  | 1 | DOOR | TRUE | FALSE | FALSE
DO | Doors | RO | Roller | DORO-016 | 12 | DORO-016.12 | DOOR: roller shutter, 1600 clear opening, steel, solid / slotted |  |  | 1 | DOOR | TRUE | FALSE | FALSE
DO | Doors | RO | Roller | DORO-016 | 13 | DORO-016.13 | DOOR: roller shutter, 1600 clear opening, steel, grille |  |  | 1 | DOOR | TRUE | FALSE | FALSE
DO | Doors | RO | Roller | DORO-016 | 14 | DORO-016.14 | DOOR: roller shutter, 1600 clear opening, polycarbonate |  |  | 1 | DOOR | TRUE | FALSE | FALSE
DO | Doors | RO | Roller | DORO-017 | 01 | DORO-017.01 | DOOR: roller shutter, 1700 clear opening, aluminium, solid |  |  | 1 | DOOR | TRUE | FALSE | FALSE
DO | Doors | RO | Roller | DORO-017 | 02 | DORO-017.02 | DOOR: roller shutter, 1700 clear opening, aluminium, perforated |  |  | 1 | DOOR | TRUE | FALSE | FALSE
DO | Doors | RO | Roller | DORO-017 | 03 | DORO-017.03 | DOOR: roller shutter, 1700 clear opening, aluminium, slotted |  |  | 1 | DOOR | TRUE | FALSE | FALSE
DO | Doors | RO | Roller | DORO-017 | 04 | DORO-017.04 | DOOR: roller shutter, 1700 clear opening, aluminium, solid / perforated |  |  | 1 | DOOR | TRUE | FALSE | FALSE
DO | Doors | RO | Roller | DORO-017 | 05 | DORO-017.05 | DOOR: roller shutter, 1700 clear opening, aluminium, solid / slotted |  |  | 1 | DOOR | TRUE | FALSE | FALSE
DO | Doors | RO | Roller | DORO-017 | 06 | DORO-017.06 | DOOR: roller shutter, 1700 clear opening, aluminium, grille |  |  | 1 | DOOR | TRUE | FALSE | FALSE
DO | Doors | RO | Roller | DORO-017 | 07 | DORO-017.07 | DOOR: roller shutter, 1700 clear opening, steel, solid |  |  | 1 | DOOR | TRUE | FALSE | FALSE
DO | Doors | RO | Roller | DORO-017 | 08 | DORO-017.08 | DOOR: roller shutter, 1700 clear opening, steel, solid, fire rated |  |  | 1 | DOOR | TRUE | FALSE | FALSE
DO | Doors | RO | Roller | DORO-017 | 09 | DORO-017.09 | DOOR: roller shutter, 1700 clear opening, steel, perforated |  |  | 1 | DOOR | TRUE | FALSE | FALSE
DO | Doors | RO | Roller | DORO-017 | 10 | DORO-017.10 | DOOR: roller shutter, 1700 clear opening, steel, slotted |  |  | 1 | DOOR | TRUE | FALSE | FALSE
DO | Doors | RO | Roller | DORO-017 | 11 | DORO-017.11 | DOOR: roller shutter, 1700 clear opening, steel, solid / perforated |  |  | 1 | DOOR | TRUE | FALSE | FALSE
DO | Doors | RO | Roller | DORO-017 | 12 | DORO-017.12 | DOOR: roller shutter, 1700 clear opening, steel, solid / slotted |  |  | 1 | DOOR | TRUE | FALSE | FALSE
DO | Doors | RO | Roller | DORO-017 | 13 | DORO-017.13 | DOOR: roller shutter, 1700 clear opening, steel, grille |  |  | 1 | DOOR | TRUE | FALSE | FALSE
DO | Doors | RO | Roller | DORO-017 | 14 | DORO-017.14 | DOOR: roller shutter, 1700 clear opening, polycarbonate |  |  | 1 | DOOR | TRUE | FALSE | FALSE
DO | Doors | RO | Roller | DORO-018 | 01 | DORO-018.01 | DOOR: roller shutter, 1800 clear opening, aluminium, solid |  |  | 1 | DOOR | TRUE | FALSE | FALSE
DO | Doors | RO | Roller | DORO-018 | 02 | DORO-018.02 | DOOR: roller shutter, 1800 clear opening, aluminium, perforated |  |  | 1 | DOOR | TRUE | FALSE | FALSE
DO | Doors | RO | Roller | DORO-018 | 03 | DORO-018.03 | DOOR: roller shutter, 1800 clear opening, aluminium, slotted |  |  | 1 | DOOR | TRUE | FALSE | FALSE
DO | Doors | RO | Roller | DORO-018 | 04 | DORO-018.04 | DOOR: roller shutter, 1800 clear opening, aluminium, solid / perforated |  |  | 1 | DOOR | TRUE | FALSE | FALSE
DO | Doors | RO | Roller | DORO-018 | 05 | DORO-018.05 | DOOR: roller shutter, 1800 clear opening, aluminium, solid / slotted |  |  | 1 | DOOR | TRUE | FALSE | FALSE
DO | Doors | RO | Roller | DORO-018 | 06 | DORO-018.06 | DOOR: roller shutter, 1800 clear opening, aluminium, grille |  |  | 1 | DOOR | TRUE | FALSE | FALSE
DO | Doors | RO | Roller | DORO-018 | 07 | DORO-018.07 | DOOR: roller shutter, 1800 clear opening, steel, solid |  |  | 1 | DOOR | TRUE | FALSE | FALSE
DO | Doors | RO | Roller | DORO-018 | 08 | DORO-018.08 | DOOR: roller shutter, 1800 clear opening, steel, solid, fire rated |  |  | 1 | DOOR | TRUE | FALSE | FALSE
DO | Doors | RO | Roller | DORO-018 | 09 | DORO-018.09 | DOOR: roller shutter, 1800 clear opening, steel, perforated |  |  | 1 | DOOR | TRUE | FALSE | FALSE
DO | Doors | RO | Roller | DORO-018 | 10 | DORO-018.10 | DOOR: roller shutter, 1800 clear opening, steel, slotted |  |  | 1 | DOOR | TRUE | FALSE | FALSE
DO | Doors | RO | Roller | DORO-018 | 11 | DORO-018.11 | DOOR: roller shutter, 1800 clear opening, steel, solid / perforated |  |  | 1 | DOOR | TRUE | FALSE | FALSE
DO | Doors | RO | Roller | DORO-018 | 12 | DORO-018.12 | DOOR: roller shutter, 1800 clear opening, steel, solid / slotted |  |  | 1 | DOOR | TRUE | FALSE | FALSE
DO | Doors | RO | Roller | DORO-018 | 13 | DORO-018.13 | DOOR: roller shutter, 1800 clear opening, steel, grille |  |  | 1 | DOOR | TRUE | FALSE | FALSE
DO | Doors | RO | Roller | DORO-018 | 14 | DORO-018.14 | DOOR: roller shutter, 1800 clear opening, polycarbonate |  |  | 1 | DOOR | TRUE | FALSE | FALSE
DO | Doors | RO | Roller | DORO-019 | 01 | DORO-019.01 | DOOR: roller shutter, 1900 clear opening, aluminium, solid |  |  | 1 | DOOR | TRUE | FALSE | FALSE
DO | Doors | RO | Roller | DORO-019 | 02 | DORO-019.02 | DOOR: roller shutter, 1900 clear opening, aluminium, perforated |  |  | 1 | DOOR | TRUE | FALSE | FALSE
DO | Doors | RO | Roller | DORO-019 | 03 | DORO-019.03 | DOOR: roller shutter, 1900 clear opening, aluminium, slotted |  |  | 1 | DOOR | TRUE | FALSE | FALSE
DO | Doors | RO | Roller | DORO-019 | 04 | DORO-019.04 | DOOR: roller shutter, 1900 clear opening, aluminium, solid / perforated |  |  | 1 | DOOR | TRUE | FALSE | FALSE
DO | Doors | RO | Roller | DORO-019 | 05 | DORO-019.05 | DOOR: roller shutter, 1900 clear opening, aluminium, solid / slotted |  |  | 1 | DOOR | TRUE | FALSE | FALSE
DO | Doors | RO | Roller | DORO-019 | 06 | DORO-019.06 | DOOR: roller shutter, 1900 clear opening, aluminium, grille |  |  | 1 | DOOR | TRUE | FALSE | FALSE
DO | Doors | RO | Roller | DORO-019 | 07 | DORO-019.07 | DOOR: roller shutter, 1900 clear opening, steel, solid |  |  | 1 | DOOR | TRUE | FALSE | FALSE
DO | Doors | RO | Roller | DORO-019 | 08 | DORO-019.08 | DOOR: roller shutter, 1900 clear opening, steel, solid, fire rated |  |  | 1 | DOOR | TRUE | FALSE | FALSE
DO | Doors | RO | Roller | DORO-019 | 09 | DORO-019.09 | DOOR: roller shutter, 1900 clear opening, steel, perforated |  |  | 1 | DOOR | TRUE | FALSE | FALSE
DO | Doors | RO | Roller | DORO-019 | 10 | DORO-019.10 | DOOR: roller shutter, 1900 clear opening, steel, slotted |  |  | 1 | DOOR | TRUE | FALSE | FALSE
DO | Doors | RO | Roller | DORO-019 | 11 | DORO-019.11 | DOOR: roller shutter, 1900 clear opening, steel, solid / perforated |  |  | 1 | DOOR | TRUE | FALSE | FALSE
DO | Doors | RO | Roller | DORO-019 | 12 | DORO-019.12 | DOOR: roller shutter, 1900 clear opening, steel, solid / slotted |  |  | 1 | DOOR | TRUE | FALSE | FALSE
DO | Doors | RO | Roller | DORO-019 | 13 | DORO-019.13 | DOOR: roller shutter, 1900 clear opening, steel, grille |  |  | 1 | DOOR | TRUE | FALSE | FALSE
DO | Doors | RO | Roller | DORO-019 | 14 | DORO-019.14 | DOOR: roller shutter, 1900 clear opening, polycarbonate |  |  | 1 | DOOR | TRUE | FALSE | FALSE
DO | Doors | RO | Roller | DORO-020 | 01 | DORO-020.01 | DOOR: roller shutter, 2000 clear opening, aluminium, solid |  |  | 1 | DOOR | TRUE | FALSE | FALSE
DO | Doors | RO | Roller | DORO-020 | 02 | DORO-020.02 | DOOR: roller shutter, 2000 clear opening, aluminium, perforated |  |  | 1 | DOOR | TRUE | FALSE | FALSE
DO | Doors | RO | Roller | DORO-020 | 03 | DORO-020.03 | DOOR: roller shutter, 2000 clear opening, aluminium, slotted |  |  | 1 | DOOR | TRUE | FALSE | FALSE
DO | Doors | RO | Roller | DORO-020 | 04 | DORO-020.04 | DOOR: roller shutter, 2000 clear opening, aluminium, solid / perforated |  |  | 1 | DOOR | TRUE | FALSE | FALSE
DO | Doors | RO | Roller | DORO-020 | 05 | DORO-020.05 | DOOR: roller shutter, 2000 clear opening, aluminium, solid / slotted |  |  | 1 | DOOR | TRUE | FALSE | FALSE
DO | Doors | RO | Roller | DORO-020 | 06 | DORO-020.06 | DOOR: roller shutter, 2000 clear opening, aluminium, grille |  |  | 1 | DOOR | TRUE | FALSE | FALSE
DO | Doors | RO | Roller | DORO-020 | 07 | DORO-020.07 | DOOR: roller shutter, 2000 clear opening, steel, solid |  |  | 1 | DOOR | TRUE | FALSE | FALSE
DO | Doors | RO | Roller | DORO-020 | 08 | DORO-020.08 | DOOR: roller shutter, 2000 clear opening, steel, solid, fire rated |  |  | 1 | DOOR | TRUE | FALSE | FALSE
DO | Doors | RO | Roller | DORO-020 | 09 | DORO-020.09 | DOOR: roller shutter, 2000 clear opening, steel, perforated |  |  | 1 | DOOR | TRUE | FALSE | FALSE
DO | Doors | RO | Roller | DORO-020 | 10 | DORO-020.10 | DOOR: roller shutter, 2000 clear opening, steel, slotted |  |  | 1 | DOOR | TRUE | FALSE | FALSE
DO | Doors | RO | Roller | DORO-020 | 11 | DORO-020.11 | DOOR: roller shutter, 2000 clear opening, steel, solid / perforated |  |  | 1 | DOOR | TRUE | FALSE | FALSE
DO | Doors | RO | Roller | DORO-020 | 12 | DORO-020.12 | DOOR: roller shutter, 2000 clear opening, steel, solid / slotted |  |  | 1 | DOOR | TRUE | FALSE | FALSE
DO | Doors | RO | Roller | DORO-020 | 13 | DORO-020.13 | DOOR: roller shutter, 2000 clear opening, steel, grille |  |  | 1 | DOOR | TRUE | FALSE | FALSE
DO | Doors | RO | Roller | DORO-020 | 14 | DORO-020.14 | DOOR: roller shutter, 2000 clear opening, polycarbonate |  |  | 1 | DOOR | TRUE | FALSE | FALSE
DO | Doors | RO | Roller | DORO-021 | 01 | DORO-021.01 | DOOR: roller shutter, 2100 clear opening, aluminium, solid |  |  | 1 | DOOR | TRUE | FALSE | FALSE
DO | Doors | RO | Roller | DORO-021 | 02 | DORO-021.02 | DOOR: roller shutter, 2100 clear opening, aluminium, perforated |  |  | 1 | DOOR | TRUE | FALSE | FALSE
DO | Doors | RO | Roller | DORO-021 | 03 | DORO-021.03 | DOOR: roller shutter, 2100 clear opening, aluminium, slotted |  |  | 1 | DOOR | TRUE | FALSE | FALSE
DO | Doors | RO | Roller | DORO-021 | 04 | DORO-021.04 | DOOR: roller shutter, 2100 clear opening, aluminium, solid / perforated |  |  | 1 | DOOR | TRUE | FALSE | FALSE
DO | Doors | RO | Roller | DORO-021 | 05 | DORO-021.05 | DOOR: roller shutter, 2100 clear opening, aluminium, solid / slotted |  |  | 1 | DOOR | TRUE | FALSE | FALSE
DO | Doors | RO | Roller | DORO-021 | 06 | DORO-021.06 | DOOR: roller shutter, 2100 clear opening, aluminium, grille |  |  | 1 | DOOR | TRUE | FALSE | FALSE
DO | Doors | RO | Roller | DORO-021 | 07 | DORO-021.07 | DOOR: roller shutter, 2100 clear opening, steel, solid |  |  | 1 | DOOR | TRUE | FALSE | FALSE
DO | Doors | RO | Roller | DORO-021 | 08 | DORO-021.08 | DOOR: roller shutter, 2100 clear opening, steel, solid, fire rated |  |  | 1 | DOOR | TRUE | FALSE | FALSE
DO | Doors | RO | Roller | DORO-021 | 09 | DORO-021.09 | DOOR: roller shutter, 2100 clear opening, steel, perforated |  |  | 1 | DOOR | TRUE | FALSE | FALSE
DO | Doors | RO | Roller | DORO-021 | 10 | DORO-021.10 | DOOR: roller shutter, 2100 clear opening, steel, slotted |  |  | 1 | DOOR | TRUE | FALSE | FALSE
DO | Doors | RO | Roller | DORO-021 | 11 | DORO-021.11 | DOOR: roller shutter, 2100 clear opening, steel, solid / perforated |  |  | 1 | DOOR | TRUE | FALSE | FALSE
DO | Doors | RO | Roller | DORO-021 | 12 | DORO-021.12 | DOOR: roller shutter, 2100 clear opening, steel, solid / slotted |  |  | 1 | DOOR | TRUE | FALSE | FALSE
DO | Doors | RO | Roller | DORO-021 | 13 | DORO-021.13 | DOOR: roller shutter, 2100 clear opening, steel, grille |  |  | 1 | DOOR | TRUE | FALSE | FALSE
DO | Doors | RO | Roller | DORO-021 | 14 | DORO-021.14 | DOOR: roller shutter, 2100 clear opening, polycarbonate |  |  | 1 | DOOR | TRUE | FALSE | FALSE
DO | Doors | RO | Roller | DORO-022 | 01 | DORO-022.01 | DOOR: roller shutter, 2200 clear opening, aluminium, solid |  |  | 1 | DOOR | TRUE | FALSE | FALSE
DO | Doors | RO | Roller | DORO-022 | 02 | DORO-022.02 | DOOR: roller shutter, 2200 clear opening, aluminium, perforated |  |  | 1 | DOOR | TRUE | FALSE | FALSE
DO | Doors | RO | Roller | DORO-022 | 03 | DORO-022.03 | DOOR: roller shutter, 2200 clear opening, aluminium, slotted |  |  | 1 | DOOR | TRUE | FALSE | FALSE
DO | Doors | RO | Roller | DORO-022 | 04 | DORO-022.04 | DOOR: roller shutter, 2200 clear opening, aluminium, solid / perforated |  |  | 1 | DOOR | TRUE | FALSE | FALSE
DO | Doors | RO | Roller | DORO-022 | 05 | DORO-022.05 | DOOR: roller shutter, 2200 clear opening, aluminium, solid / slotted |  |  | 1 | DOOR | TRUE | FALSE | FALSE
DO | Doors | RO | Roller | DORO-022 | 06 | DORO-022.06 | DOOR: roller shutter, 2200 clear opening, aluminium, grille |  |  | 1 | DOOR | TRUE | FALSE | FALSE
DO | Doors | RO | Roller | DORO-022 | 07 | DORO-022.07 | DOOR: roller shutter, 2200 clear opening, steel, solid |  |  | 1 | DOOR | TRUE | FALSE | FALSE
DO | Doors | RO | Roller | DORO-022 | 08 | DORO-022.08 | DOOR: roller shutter, 2200 clear opening, steel, solid, fire rated |  |  | 1 | DOOR | TRUE | FALSE | FALSE
DO | Doors | RO | Roller | DORO-022 | 09 | DORO-022.09 | DOOR: roller shutter, 2200 clear opening, steel, perforated |  |  | 1 | DOOR | TRUE | FALSE | FALSE
DO | Doors | RO | Roller | DORO-022 | 10 | DORO-022.10 | DOOR: roller shutter, 2200 clear opening, steel, slotted |  |  | 1 | DOOR | TRUE | FALSE | FALSE
DO | Doors | RO | Roller | DORO-022 | 11 | DORO-022.11 | DOOR: roller shutter, 2200 clear opening, steel, solid / perforated |  |  | 1 | DOOR | TRUE | FALSE | FALSE
DO | Doors | RO | Roller | DORO-022 | 12 | DORO-022.12 | DOOR: roller shutter, 2200 clear opening, steel, solid / slotted |  |  | 1 | DOOR | TRUE | FALSE | FALSE
DO | Doors | RO | Roller | DORO-022 | 13 | DORO-022.13 | DOOR: roller shutter, 2200 clear opening, steel, grille |  |  | 1 | DOOR | TRUE | FALSE | FALSE
DO | Doors | RO | Roller | DORO-022 | 14 | DORO-022.14 | DOOR: roller shutter, 2200 clear opening, polycarbonate |  |  | 1 | DOOR | TRUE | FALSE | FALSE
DO | Doors | RO | Roller | DORO-023 | 01 | DORO-023.01 | DOOR: roller shutter, 2300 clear opening, aluminium, solid |  |  | 1 | DOOR | TRUE | FALSE | FALSE
DO | Doors | RO | Roller | DORO-023 | 02 | DORO-023.02 | DOOR: roller shutter, 2300 clear opening, aluminium, perforated |  |  | 1 | DOOR | TRUE | FALSE | FALSE
DO | Doors | RO | Roller | DORO-023 | 03 | DORO-023.03 | DOOR: roller shutter, 2300 clear opening, aluminium, slotted |  |  | 1 | DOOR | TRUE | FALSE | FALSE
DO | Doors | RO | Roller | DORO-023 | 04 | DORO-023.04 | DOOR: roller shutter, 2300 clear opening, aluminium, solid / perforated |  |  | 1 | DOOR | TRUE | FALSE | FALSE
DO | Doors | RO | Roller | DORO-023 | 05 | DORO-023.05 | DOOR: roller shutter, 2300 clear opening, aluminium, solid / slotted |  |  | 1 | DOOR | TRUE | FALSE | FALSE
DO | Doors | RO | Roller | DORO-023 | 06 | DORO-023.06 | DOOR: roller shutter, 2300 clear opening, aluminium, grille |  |  | 1 | DOOR | TRUE | FALSE | FALSE
DO | Doors | RO | Roller | DORO-023 | 07 | DORO-023.07 | DOOR: roller shutter, 2300 clear opening, steel, solid |  |  | 1 | DOOR | TRUE | FALSE | FALSE
DO | Doors | RO | Roller | DORO-023 | 08 | DORO-023.08 | DOOR: roller shutter, 2300 clear opening, steel, solid, fire rated |  |  | 1 | DOOR | TRUE | FALSE | FALSE
DO | Doors | RO | Roller | DORO-023 | 09 | DORO-023.09 | DOOR: roller shutter, 2300 clear opening, steel, perforated |  |  | 1 | DOOR | TRUE | FALSE | FALSE
DO | Doors | RO | Roller | DORO-023 | 10 | DORO-023.10 | DOOR: roller shutter, 2300 clear opening, steel, slotted |  |  | 1 | DOOR | TRUE | FALSE | FALSE
DO | Doors | RO | Roller | DORO-023 | 11 | DORO-023.11 | DOOR: roller shutter, 2300 clear opening, steel, solid / perforated |  |  | 1 | DOOR | TRUE | FALSE | FALSE
DO | Doors | RO | Roller | DORO-023 | 12 | DORO-023.12 | DOOR: roller shutter, 2300 clear opening, steel, solid / slotted |  |  | 1 | DOOR | TRUE | FALSE | FALSE
DO | Doors | RO | Roller | DORO-023 | 13 | DORO-023.13 | DOOR: roller shutter, 2300 clear opening, steel, grille |  |  | 1 | DOOR | TRUE | FALSE | FALSE
DO | Doors | RO | Roller | DORO-023 | 14 | DORO-023.14 | DOOR: roller shutter, 2300 clear opening, polycarbonate |  |  | 1 | DOOR | TRUE | FALSE | FALSE
DO | Doors | RO | Roller | DORO-024 | 01 | DORO-024.01 | DOOR: roller shutter, 2400 clear opening, aluminium, solid |  |  | 1 | DOOR | TRUE | FALSE | FALSE
DO | Doors | RO | Roller | DORO-024 | 02 | DORO-024.02 | DOOR: roller shutter, 2400 clear opening, aluminium, perforated |  |  | 1 | DOOR | TRUE | FALSE | FALSE
DO | Doors | RO | Roller | DORO-024 | 03 | DORO-024.03 | DOOR: roller shutter, 2400 clear opening, aluminium, slotted |  |  | 1 | DOOR | TRUE | FALSE | FALSE
DO | Doors | RO | Roller | DORO-024 | 04 | DORO-024.04 | DOOR: roller shutter, 2400 clear opening, aluminium, solid / perforated |  |  | 1 | DOOR | TRUE | FALSE | FALSE
DO | Doors | RO | Roller | DORO-024 | 05 | DORO-024.05 | DOOR: roller shutter, 2400 clear opening, aluminium, solid / slotted |  |  | 1 | DOOR | TRUE | FALSE | FALSE
DO | Doors | RO | Roller | DORO-024 | 06 | DORO-024.06 | DOOR: roller shutter, 2400 clear opening, aluminium, grille |  |  | 1 | DOOR | TRUE | FALSE | FALSE
DO | Doors | RO | Roller | DORO-024 | 07 | DORO-024.07 | DOOR: roller shutter, 2400 clear opening, steel, solid |  |  | 1 | DOOR | TRUE | FALSE | FALSE
DO | Doors | RO | Roller | DORO-024 | 08 | DORO-024.08 | DOOR: roller shutter, 2400 clear opening, steel, solid, fire rated |  |  | 1 | DOOR | TRUE | FALSE | FALSE
DO | Doors | RO | Roller | DORO-024 | 09 | DORO-024.09 | DOOR: roller shutter, 2400 clear opening, steel, perforated |  |  | 1 | DOOR | TRUE | FALSE | FALSE
DO | Doors | RO | Roller | DORO-024 | 10 | DORO-024.10 | DOOR: roller shutter, 2400 clear opening, steel, slotted |  |  | 1 | DOOR | TRUE | FALSE | FALSE
DO | Doors | RO | Roller | DORO-024 | 11 | DORO-024.11 | DOOR: roller shutter, 2400 clear opening, steel, solid / perforated |  |  | 1 | DOOR | TRUE | FALSE | FALSE
DO | Doors | RO | Roller | DORO-024 | 12 | DORO-024.12 | DOOR: roller shutter, 2400 clear opening, steel, solid / slotted |  |  | 1 | DOOR | TRUE | FALSE | FALSE
DO | Doors | RO | Roller | DORO-024 | 13 | DORO-024.13 | DOOR: roller shutter, 2400 clear opening, steel, grille |  |  | 1 | DOOR | TRUE | FALSE | FALSE
DO | Doors | RO | Roller | DORO-024 | 14 | DORO-024.14 | DOOR: roller shutter, 2400 clear opening, polycarbonate |  |  | 1 | DOOR | TRUE | FALSE | FALSE
DO | Doors | RO | Roller | DORO-025 | 01 | DORO-025.01 | DOOR: roller shutter, 2500 clear opening, aluminium, solid |  |  | 1 | DOOR | TRUE | FALSE | FALSE
DO | Doors | RO | Roller | DORO-025 | 02 | DORO-025.02 | DOOR: roller shutter, 2500 clear opening, aluminium, perforated |  |  | 1 | DOOR | TRUE | FALSE | FALSE
DO | Doors | RO | Roller | DORO-025 | 03 | DORO-025.03 | DOOR: roller shutter, 2500 clear opening, aluminium, slotted |  |  | 1 | DOOR | TRUE | FALSE | FALSE
DO | Doors | RO | Roller | DORO-025 | 04 | DORO-025.04 | DOOR: roller shutter, 2500 clear opening, aluminium, solid / perforated |  |  | 1 | DOOR | TRUE | FALSE | FALSE
DO | Doors | RO | Roller | DORO-025 | 05 | DORO-025.05 | DOOR: roller shutter, 2500 clear opening, aluminium, solid / slotted |  |  | 1 | DOOR | TRUE | FALSE | FALSE
DO | Doors | RO | Roller | DORO-025 | 06 | DORO-025.06 | DOOR: roller shutter, 2500 clear opening, aluminium, grille |  |  | 1 | DOOR | TRUE | FALSE | FALSE
DO | Doors | RO | Roller | DORO-025 | 07 | DORO-025.07 | DOOR: roller shutter, 2500 clear opening, steel, solid |  |  | 1 | DOOR | TRUE | FALSE | FALSE
DO | Doors | RO | Roller | DORO-025 | 08 | DORO-025.08 | DOOR: roller shutter, 2500 clear opening, steel, solid, fire rated |  |  | 1 | DOOR | TRUE | FALSE | FALSE
DO | Doors | RO | Roller | DORO-025 | 09 | DORO-025.09 | DOOR: roller shutter, 2500 clear opening, steel, perforated |  |  | 1 | DOOR | TRUE | FALSE | FALSE
DO | Doors | RO | Roller | DORO-025 | 10 | DORO-025.10 | DOOR: roller shutter, 2500 clear opening, steel, slotted |  |  | 1 | DOOR | TRUE | FALSE | FALSE
DO | Doors | RO | Roller | DORO-025 | 11 | DORO-025.11 | DOOR: roller shutter, 2500 clear opening, steel, solid / perforated |  |  | 1 | DOOR | TRUE | FALSE | FALSE
DO | Doors | RO | Roller | DORO-025 | 12 | DORO-025.12 | DOOR: roller shutter, 2500 clear opening, steel, solid / slotted |  |  | 1 | DOOR | TRUE | FALSE | FALSE
DO | Doors | RO | Roller | DORO-025 | 13 | DORO-025.13 | DOOR: roller shutter, 2500 clear opening, steel, grille |  |  | 1 | DOOR | TRUE | FALSE | FALSE
DO | Doors | RO | Roller | DORO-025 | 14 | DORO-025.14 | DOOR: roller shutter, 2500 clear opening, polycarbonate |  |  | 1 | DOOR | TRUE | FALSE | FALSE
DO | Doors | RO | Roller | DORO-026 | 01 | DORO-026.01 | DOOR: roller shutter, 2600 clear opening, aluminium, solid |  |  | 1 | DOOR | TRUE | FALSE | FALSE
DO | Doors | RO | Roller | DORO-026 | 02 | DORO-026.02 | DOOR: roller shutter, 2600 clear opening, aluminium, perforated |  |  | 1 | DOOR | TRUE | FALSE | FALSE
DO | Doors | RO | Roller | DORO-026 | 03 | DORO-026.03 | DOOR: roller shutter, 2600 clear opening, aluminium, slotted |  |  | 1 | DOOR | TRUE | FALSE | FALSE
DO | Doors | RO | Roller | DORO-026 | 04 | DORO-026.04 | DOOR: roller shutter, 2600 clear opening, aluminium, solid / perforated |  |  | 1 | DOOR | TRUE | FALSE | FALSE
DO | Doors | RO | Roller | DORO-026 | 05 | DORO-026.05 | DOOR: roller shutter, 2600 clear opening, aluminium, solid / slotted |  |  | 1 | DOOR | TRUE | FALSE | FALSE
DO | Doors | RO | Roller | DORO-026 | 06 | DORO-026.06 | DOOR: roller shutter, 2600 clear opening, aluminium, grille |  |  | 1 | DOOR | TRUE | FALSE | FALSE
DO | Doors | RO | Roller | DORO-026 | 07 | DORO-026.07 | DOOR: roller shutter, 2600 clear opening, steel, solid |  |  | 1 | DOOR | TRUE | FALSE | FALSE
DO | Doors | RO | Roller | DORO-026 | 08 | DORO-026.08 | DOOR: roller shutter, 2600 clear opening, steel, solid, fire rated |  |  | 1 | DOOR | TRUE | FALSE | FALSE
DO | Doors | RO | Roller | DORO-026 | 09 | DORO-026.09 | DOOR: roller shutter, 2600 clear opening, steel, perforated |  |  | 1 | DOOR | TRUE | FALSE | FALSE
DO | Doors | RO | Roller | DORO-026 | 10 | DORO-026.10 | DOOR: roller shutter, 2600 clear opening, steel, slotted |  |  | 1 | DOOR | TRUE | FALSE | FALSE
DO | Doors | RO | Roller | DORO-026 | 11 | DORO-026.11 | DOOR: roller shutter, 2600 clear opening, steel, solid / perforated |  |  | 1 | DOOR | TRUE | FALSE | FALSE
DO | Doors | RO | Roller | DORO-026 | 12 | DORO-026.12 | DOOR: roller shutter, 2600 clear opening, steel, solid / slotted |  |  | 1 | DOOR | TRUE | FALSE | FALSE
DO | Doors | RO | Roller | DORO-026 | 13 | DORO-026.13 | DOOR: roller shutter, 2600 clear opening, steel, grille |  |  | 1 | DOOR | TRUE | FALSE | FALSE
DO | Doors | RO | Roller | DORO-026 | 14 | DORO-026.14 | DOOR: roller shutter, 2600 clear opening, polycarbonate |  |  | 1 | DOOR | TRUE | FALSE | FALSE
DO | Doors | RO | Roller | DORO-027 | 01 | DORO-027.01 | DOOR: roller shutter, 2700 clear opening, aluminium, solid |  |  | 1 | DOOR | TRUE | FALSE | FALSE
DO | Doors | RO | Roller | DORO-027 | 02 | DORO-027.02 | DOOR: roller shutter, 2700 clear opening, aluminium, perforated |  |  | 1 | DOOR | TRUE | FALSE | FALSE
DO | Doors | RO | Roller | DORO-027 | 03 | DORO-027.03 | DOOR: roller shutter, 2700 clear opening, aluminium, slotted |  |  | 1 | DOOR | TRUE | FALSE | FALSE
DO | Doors | RO | Roller | DORO-027 | 04 | DORO-027.04 | DOOR: roller shutter, 2700 clear opening, aluminium, solid / perforated |  |  | 1 | DOOR | TRUE | FALSE | FALSE
DO | Doors | RO | Roller | DORO-027 | 05 | DORO-027.05 | DOOR: roller shutter, 2700 clear opening, aluminium, solid / slotted |  |  | 1 | DOOR | TRUE | FALSE | FALSE
DO | Doors | RO | Roller | DORO-027 | 06 | DORO-027.06 | DOOR: roller shutter, 2700 clear opening, aluminium, grille |  |  | 1 | DOOR | TRUE | FALSE | FALSE
DO | Doors | RO | Roller | DORO-027 | 07 | DORO-027.07 | DOOR: roller shutter, 2700 clear opening, steel, solid |  |  | 1 | DOOR | TRUE | FALSE | FALSE
DO | Doors | RO | Roller | DORO-027 | 08 | DORO-027.08 | DOOR: roller shutter, 2700 clear opening, steel, solid, fire rated |  |  | 1 | DOOR | TRUE | FALSE | FALSE
DO | Doors | RO | Roller | DORO-027 | 09 | DORO-027.09 | DOOR: roller shutter, 2700 clear opening, steel, perforated |  |  | 1 | DOOR | TRUE | FALSE | FALSE
DO | Doors | RO | Roller | DORO-027 | 10 | DORO-027.10 | DOOR: roller shutter, 2700 clear opening, steel, slotted |  |  | 1 | DOOR | TRUE | FALSE | FALSE
DO | Doors | RO | Roller | DORO-027 | 11 | DORO-027.11 | DOOR: roller shutter, 2700 clear opening, steel, solid / perforated |  |  | 1 | DOOR | TRUE | FALSE | FALSE
DO | Doors | RO | Roller | DORO-027 | 12 | DORO-027.12 | DOOR: roller shutter, 2700 clear opening, steel, solid / slotted |  |  | 1 | DOOR | TRUE | FALSE | FALSE
DO | Doors | RO | Roller | DORO-027 | 13 | DORO-027.13 | DOOR: roller shutter, 2700 clear opening, steel, grille |  |  | 1 | DOOR | TRUE | FALSE | FALSE
DO | Doors | RO | Roller | DORO-027 | 14 | DORO-027.14 | DOOR: roller shutter, 2700 clear opening, polycarbonate |  |  | 1 | DOOR | TRUE | FALSE | FALSE
DO | Doors | RO | Roller | DORO-028 | 01 | DORO-028.01 | DOOR: roller shutter, 2800 clear opening, aluminium, solid |  |  | 1 | DOOR | TRUE | FALSE | FALSE
DO | Doors | RO | Roller | DORO-028 | 02 | DORO-028.02 | DOOR: roller shutter, 2800 clear opening, aluminium, perforated |  |  | 1 | DOOR | TRUE | FALSE | FALSE
DO | Doors | RO | Roller | DORO-028 | 03 | DORO-028.03 | DOOR: roller shutter, 2800 clear opening, aluminium, slotted |  |  | 1 | DOOR | TRUE | FALSE | FALSE
DO | Doors | RO | Roller | DORO-028 | 04 | DORO-028.04 | DOOR: roller shutter, 2800 clear opening, aluminium, solid / perforated |  |  | 1 | DOOR | TRUE | FALSE | FALSE
DO | Doors | RO | Roller | DORO-028 | 05 | DORO-028.05 | DOOR: roller shutter, 2800 clear opening, aluminium, solid / slotted |  |  | 1 | DOOR | TRUE | FALSE | FALSE
DO | Doors | RO | Roller | DORO-028 | 06 | DORO-028.06 | DOOR: roller shutter, 2800 clear opening, aluminium, grille |  |  | 1 | DOOR | TRUE | FALSE | FALSE
DO | Doors | RO | Roller | DORO-028 | 07 | DORO-028.07 | DOOR: roller shutter, 2800 clear opening, steel, solid |  |  | 1 | DOOR | TRUE | FALSE | FALSE
DO | Doors | RO | Roller | DORO-028 | 08 | DORO-028.08 | DOOR: roller shutter, 2800 clear opening, steel, solid, fire rated |  |  | 1 | DOOR | TRUE | FALSE | FALSE
DO | Doors | RO | Roller | DORO-028 | 09 | DORO-028.09 | DOOR: roller shutter, 2800 clear opening, steel, perforated |  |  | 1 | DOOR | TRUE | FALSE | FALSE
DO | Doors | RO | Roller | DORO-028 | 10 | DORO-028.10 | DOOR: roller shutter, 2800 clear opening, steel, slotted |  |  | 1 | DOOR | TRUE | FALSE | FALSE
DO | Doors | RO | Roller | DORO-028 | 11 | DORO-028.11 | DOOR: roller shutter, 2800 clear opening, steel, solid / perforated |  |  | 1 | DOOR | TRUE | FALSE | FALSE
DO | Doors | RO | Roller | DORO-028 | 12 | DORO-028.12 | DOOR: roller shutter, 2800 clear opening, steel, solid / slotted |  |  | 1 | DOOR | TRUE | FALSE | FALSE
DO | Doors | RO | Roller | DORO-028 | 13 | DORO-028.13 | DOOR: roller shutter, 2800 clear opening, steel, grille |  |  | 1 | DOOR | TRUE | FALSE | FALSE
DO | Doors | RO | Roller | DORO-028 | 14 | DORO-028.14 | DOOR: roller shutter, 2800 clear opening, polycarbonate |  |  | 1 | DOOR | TRUE | FALSE | FALSE
DO | Doors | RO | Roller | DORO-029 | 01 | DORO-029.01 | DOOR: roller shutter, 2900 clear opening, aluminium, solid |  |  | 1 | DOOR | TRUE | FALSE | FALSE
DO | Doors | RO | Roller | DORO-029 | 02 | DORO-029.02 | DOOR: roller shutter, 2900 clear opening, aluminium, perforated |  |  | 1 | DOOR | TRUE | FALSE | FALSE
DO | Doors | RO | Roller | DORO-029 | 03 | DORO-029.03 | DOOR: roller shutter, 2900 clear opening, aluminium, slotted |  |  | 1 | DOOR | TRUE | FALSE | FALSE
DO | Doors | RO | Roller | DORO-029 | 04 | DORO-029.04 | DOOR: roller shutter, 2900 clear opening, aluminium, solid / perforated |  |  | 1 | DOOR | TRUE | FALSE | FALSE
DO | Doors | RO | Roller | DORO-029 | 05 | DORO-029.05 | DOOR: roller shutter, 2900 clear opening, aluminium, solid / slotted |  |  | 1 | DOOR | TRUE | FALSE | FALSE
DO | Doors | RO | Roller | DORO-029 | 06 | DORO-029.06 | DOOR: roller shutter, 2900 clear opening, aluminium, grille |  |  | 1 | DOOR | TRUE | FALSE | FALSE
DO | Doors | RO | Roller | DORO-029 | 07 | DORO-029.07 | DOOR: roller shutter, 2900 clear opening, steel, solid |  |  | 1 | DOOR | TRUE | FALSE | FALSE
DO | Doors | RO | Roller | DORO-029 | 08 | DORO-029.08 | DOOR: roller shutter, 2900 clear opening, steel, solid, fire rated |  |  | 1 | DOOR | TRUE | FALSE | FALSE
DO | Doors | RO | Roller | DORO-029 | 09 | DORO-029.09 | DOOR: roller shutter, 2900 clear opening, steel, perforated |  |  | 1 | DOOR | TRUE | FALSE | FALSE
DO | Doors | RO | Roller | DORO-029 | 10 | DORO-029.10 | DOOR: roller shutter, 2900 clear opening, steel, slotted |  |  | 1 | DOOR | TRUE | FALSE | FALSE
DO | Doors | RO | Roller | DORO-029 | 11 | DORO-029.11 | DOOR: roller shutter, 2900 clear opening, steel, solid / perforated |  |  | 1 | DOOR | TRUE | FALSE | FALSE
DO | Doors | RO | Roller | DORO-029 | 12 | DORO-029.12 | DOOR: roller shutter, 2900 clear opening, steel, solid / slotted |  |  | 1 | DOOR | TRUE | FALSE | FALSE
DO | Doors | RO | Roller | DORO-029 | 13 | DORO-029.13 | DOOR: roller shutter, 2900 clear opening, steel, grille |  |  | 1 | DOOR | TRUE | FALSE | FALSE
DO | Doors | RO | Roller | DORO-029 | 14 | DORO-029.14 | DOOR: roller shutter, 2900 clear opening, polycarbonate |  |  | 1 | DOOR | TRUE | FALSE | FALSE
DO | Doors | RO | Roller | DORO-030 | 01 | DORO-030.01 | DOOR: roller shutter, 3000 clear opening, aluminium, solid |  |  | 1 | DOOR | TRUE | FALSE | FALSE
DO | Doors | RO | Roller | DORO-030 | 02 | DORO-030.02 | DOOR: roller shutter, 3000 clear opening, aluminium, perforated |  |  | 1 | DOOR | TRUE | FALSE | FALSE
DO | Doors | RO | Roller | DORO-030 | 03 | DORO-030.03 | DOOR: roller shutter, 3000 clear opening, aluminium, slotted |  |  | 1 | DOOR | TRUE | FALSE | FALSE
DO | Doors | RO | Roller | DORO-030 | 04 | DORO-030.04 | DOOR: roller shutter, 3000 clear opening, aluminium, solid / perforated |  |  | 1 | DOOR | TRUE | FALSE | FALSE
DO | Doors | RO | Roller | DORO-030 | 05 | DORO-030.05 | DOOR: roller shutter, 3000 clear opening, aluminium, solid / slotted |  |  | 1 | DOOR | TRUE | FALSE | FALSE
DO | Doors | RO | Roller | DORO-030 | 06 | DORO-030.06 | DOOR: roller shutter, 3000 clear opening, aluminium, grille |  |  | 1 | DOOR | TRUE | FALSE | FALSE
DO | Doors | RO | Roller | DORO-030 | 07 | DORO-030.07 | DOOR: roller shutter, 3000 clear opening, steel, solid |  |  | 1 | DOOR | TRUE | FALSE | FALSE
DO | Doors | RO | Roller | DORO-030 | 08 | DORO-030.08 | DOOR: roller shutter, 3000 clear opening, steel, solid, fire rated |  |  | 1 | DOOR | TRUE | FALSE | FALSE
DO | Doors | RO | Roller | DORO-030 | 09 | DORO-030.09 | DOOR: roller shutter, 3000 clear opening, steel, perforated |  |  | 1 | DOOR | TRUE | FALSE | FALSE
DO | Doors | RO | Roller | DORO-030 | 10 | DORO-030.10 | DOOR: roller shutter, 3000 clear opening, steel, slotted |  |  | 1 | DOOR | TRUE | FALSE | FALSE
DO | Doors | RO | Roller | DORO-030 | 11 | DORO-030.11 | DOOR: roller shutter, 3000 clear opening, steel, solid / perforated |  |  | 1 | DOOR | TRUE | FALSE | FALSE
DO | Doors | RO | Roller | DORO-030 | 12 | DORO-030.12 | DOOR: roller shutter, 3000 clear opening, steel, solid / slotted |  |  | 1 | DOOR | TRUE | FALSE | FALSE
DO | Doors | RO | Roller | DORO-030 | 13 | DORO-030.13 | DOOR: roller shutter, 3000 clear opening, steel, grille |  |  | 1 | DOOR | TRUE | FALSE | FALSE
DO | Doors | RO | Roller | DORO-030 | 14 | DORO-030.14 | DOOR: roller shutter, 3000 clear opening, polycarbonate |  |  | 1 | DOOR | TRUE | FALSE | FALSE
DO | Doors | RO | Roller | DORO-031 | 01 | DORO-031.01 | DOOR: roller shutter, 3100 clear opening, aluminium, solid |  |  | 1 | DOOR | TRUE | FALSE | FALSE
DO | Doors | RO | Roller | DORO-031 | 02 | DORO-031.02 | DOOR: roller shutter, 3100 clear opening, aluminium, perforated |  |  | 1 | DOOR | TRUE | FALSE | FALSE
DO | Doors | RO | Roller | DORO-031 | 03 | DORO-031.03 | DOOR: roller shutter, 3100 clear opening, aluminium, slotted |  |  | 1 | DOOR | TRUE | FALSE | FALSE
DO | Doors | RO | Roller | DORO-031 | 04 | DORO-031.04 | DOOR: roller shutter, 3100 clear opening, aluminium, solid / perforated |  |  | 1 | DOOR | TRUE | FALSE | FALSE
DO | Doors | RO | Roller | DORO-031 | 05 | DORO-031.05 | DOOR: roller shutter, 3100 clear opening, aluminium, solid / slotted |  |  | 1 | DOOR | TRUE | FALSE | FALSE
DO | Doors | RO | Roller | DORO-031 | 06 | DORO-031.06 | DOOR: roller shutter, 3100 clear opening, aluminium, grille |  |  | 1 | DOOR | TRUE | FALSE | FALSE
DO | Doors | RO | Roller | DORO-031 | 07 | DORO-031.07 | DOOR: roller shutter, 3100 clear opening, steel, solid |  |  | 1 | DOOR | TRUE | FALSE | FALSE
DO | Doors | RO | Roller | DORO-031 | 08 | DORO-031.08 | DOOR: roller shutter, 3100 clear opening, steel, solid, fire rated |  |  | 1 | DOOR | TRUE | FALSE | FALSE
DO | Doors | RO | Roller | DORO-031 | 09 | DORO-031.09 | DOOR: roller shutter, 3100 clear opening, steel, perforated |  |  | 1 | DOOR | TRUE | FALSE | FALSE
DO | Doors | RO | Roller | DORO-031 | 10 | DORO-031.10 | DOOR: roller shutter, 3100 clear opening, steel, slotted |  |  | 1 | DOOR | TRUE | FALSE | FALSE
DO | Doors | RO | Roller | DORO-031 | 11 | DORO-031.11 | DOOR: roller shutter, 3100 clear opening, steel, solid / perforated |  |  | 1 | DOOR | TRUE | FALSE | FALSE
DO | Doors | RO | Roller | DORO-031 | 12 | DORO-031.12 | DOOR: roller shutter, 3100 clear opening, steel, solid / slotted |  |  | 1 | DOOR | TRUE | FALSE | FALSE
DO | Doors | RO | Roller | DORO-031 | 13 | DORO-031.13 | DOOR: roller shutter, 3100 clear opening, steel, grille |  |  | 1 | DOOR | TRUE | FALSE | FALSE
DO | Doors | RO | Roller | DORO-031 | 14 | DORO-031.14 | DOOR: roller shutter, 3100 clear opening, polycarbonate |  |  | 1 | DOOR | TRUE | FALSE | FALSE
DO | Doors | RO | Roller | DORO-032 | 01 | DORO-032.01 | DOOR: roller shutter, 3200 clear opening, aluminium, solid |  |  | 1 | DOOR | TRUE | FALSE | FALSE
DO | Doors | RO | Roller | DORO-032 | 02 | DORO-032.02 | DOOR: roller shutter, 3200 clear opening, aluminium, perforated |  |  | 1 | DOOR | TRUE | FALSE | FALSE
DO | Doors | RO | Roller | DORO-032 | 03 | DORO-032.03 | DOOR: roller shutter, 3200 clear opening, aluminium, slotted |  |  | 1 | DOOR | TRUE | FALSE | FALSE
DO | Doors | RO | Roller | DORO-032 | 04 | DORO-032.04 | DOOR: roller shutter, 3200 clear opening, aluminium, solid / perforated |  |  | 1 | DOOR | TRUE | FALSE | FALSE
DO | Doors | RO | Roller | DORO-032 | 05 | DORO-032.05 | DOOR: roller shutter, 3200 clear opening, aluminium, solid / slotted |  |  | 1 | DOOR | TRUE | FALSE | FALSE
DO | Doors | RO | Roller | DORO-032 | 06 | DORO-032.06 | DOOR: roller shutter, 3200 clear opening, aluminium, grille |  |  | 1 | DOOR | TRUE | FALSE | FALSE
DO | Doors | RO | Roller | DORO-032 | 07 | DORO-032.07 | DOOR: roller shutter, 3200 clear opening, steel, solid |  |  | 1 | DOOR | TRUE | FALSE | FALSE
DO | Doors | RO | Roller | DORO-032 | 08 | DORO-032.08 | DOOR: roller shutter, 3200 clear opening, steel, solid, fire rated |  |  | 1 | DOOR | TRUE | FALSE | FALSE
DO | Doors | RO | Roller | DORO-032 | 09 | DORO-032.09 | DOOR: roller shutter, 3200 clear opening, steel, perforated |  |  | 1 | DOOR | TRUE | FALSE | FALSE
DO | Doors | RO | Roller | DORO-032 | 10 | DORO-032.10 | DOOR: roller shutter, 3200 clear opening, steel, slotted |  |  | 1 | DOOR | TRUE | FALSE | FALSE
DO | Doors | RO | Roller | DORO-032 | 11 | DORO-032.11 | DOOR: roller shutter, 3200 clear opening, steel, solid / perforated |  |  | 1 | DOOR | TRUE | FALSE | FALSE
DO | Doors | RO | Roller | DORO-032 | 12 | DORO-032.12 | DOOR: roller shutter, 3200 clear opening, steel, solid / slotted |  |  | 1 | DOOR | TRUE | FALSE | FALSE
DO | Doors | RO | Roller | DORO-032 | 13 | DORO-032.13 | DOOR: roller shutter, 3200 clear opening, steel, grille |  |  | 1 | DOOR | TRUE | FALSE | FALSE
DO | Doors | RO | Roller | DORO-032 | 14 | DORO-032.14 | DOOR: roller shutter, 3200 clear opening, polycarbonate |  |  | 1 | DOOR | TRUE | FALSE | FALSE
DO | Doors | RO | Roller | DORO-033 | 01 | DORO-033.01 | DOOR: roller shutter, 3300 clear opening, aluminium, solid |  |  | 1 | DOOR | TRUE | FALSE | FALSE
DO | Doors | RO | Roller | DORO-033 | 02 | DORO-033.02 | DOOR: roller shutter, 3300 clear opening, aluminium, perforated |  |  | 1 | DOOR | TRUE | FALSE | FALSE
DO | Doors | RO | Roller | DORO-033 | 03 | DORO-033.03 | DOOR: roller shutter, 3300 clear opening, aluminium, slotted |  |  | 1 | DOOR | TRUE | FALSE | FALSE
DO | Doors | RO | Roller | DORO-033 | 04 | DORO-033.04 | DOOR: roller shutter, 3300 clear opening, aluminium, solid / perforated |  |  | 1 | DOOR | TRUE | FALSE | FALSE
DO | Doors | RO | Roller | DORO-033 | 05 | DORO-033.05 | DOOR: roller shutter, 3300 clear opening, aluminium, solid / slotted |  |  | 1 | DOOR | TRUE | FALSE | FALSE
DO | Doors | RO | Roller | DORO-033 | 06 | DORO-033.06 | DOOR: roller shutter, 3300 clear opening, aluminium, grille |  |  | 1 | DOOR | TRUE | FALSE | FALSE
DO | Doors | RO | Roller | DORO-033 | 07 | DORO-033.07 | DOOR: roller shutter, 3300 clear opening, steel, solid |  |  | 1 | DOOR | TRUE | FALSE | FALSE
DO | Doors | RO | Roller | DORO-033 | 08 | DORO-033.08 | DOOR: roller shutter, 3300 clear opening, steel, solid, fire rated |  |  | 1 | DOOR | TRUE | FALSE | FALSE
DO | Doors | RO | Roller | DORO-033 | 09 | DORO-033.09 | DOOR: roller shutter, 3300 clear opening, steel, perforated |  |  | 1 | DOOR | TRUE | FALSE | FALSE
DO | Doors | RO | Roller | DORO-033 | 10 | DORO-033.10 | DOOR: roller shutter, 3300 clear opening, steel, slotted |  |  | 1 | DOOR | TRUE | FALSE | FALSE
DO | Doors | RO | Roller | DORO-033 | 11 | DORO-033.11 | DOOR: roller shutter, 3300 clear opening, steel, solid / perforated |  |  | 1 | DOOR | TRUE | FALSE | FALSE
DO | Doors | RO | Roller | DORO-033 | 12 | DORO-033.12 | DOOR: roller shutter, 3300 clear opening, steel, solid / slotted |  |  | 1 | DOOR | TRUE | FALSE | FALSE
DO | Doors | RO | Roller | DORO-033 | 13 | DORO-033.13 | DOOR: roller shutter, 3300 clear opening, steel, grille |  |  | 1 | DOOR | TRUE | FALSE | FALSE
DO | Doors | RO | Roller | DORO-033 | 14 | DORO-033.14 | DOOR: roller shutter, 3300 clear opening, polycarbonate |  |  | 1 | DOOR | TRUE | FALSE | FALSE
DO | Doors | RO | Roller | DORO-034 | 01 | DORO-034.01 | DOOR: roller shutter, 3400 clear opening, aluminium, solid |  |  | 1 | DOOR | TRUE | FALSE | FALSE
DO | Doors | RO | Roller | DORO-034 | 02 | DORO-034.02 | DOOR: roller shutter, 3400 clear opening, aluminium, perforated |  |  | 1 | DOOR | TRUE | FALSE | FALSE
DO | Doors | RO | Roller | DORO-034 | 03 | DORO-034.03 | DOOR: roller shutter, 3400 clear opening, aluminium, slotted |  |  | 1 | DOOR | TRUE | FALSE | FALSE
DO | Doors | RO | Roller | DORO-034 | 04 | DORO-034.04 | DOOR: roller shutter, 3400 clear opening, aluminium, solid / perforated |  |  | 1 | DOOR | TRUE | FALSE | FALSE
DO | Doors | RO | Roller | DORO-034 | 05 | DORO-034.05 | DOOR: roller shutter, 3400 clear opening, aluminium, solid / slotted |  |  | 1 | DOOR | TRUE | FALSE | FALSE
DO | Doors | RO | Roller | DORO-034 | 06 | DORO-034.06 | DOOR: roller shutter, 3400 clear opening, aluminium, grille |  |  | 1 | DOOR | TRUE | FALSE | FALSE
DO | Doors | RO | Roller | DORO-034 | 07 | DORO-034.07 | DOOR: roller shutter, 3400 clear opening, steel, solid |  |  | 1 | DOOR | TRUE | FALSE | FALSE
DO | Doors | RO | Roller | DORO-034 | 08 | DORO-034.08 | DOOR: roller shutter, 3400 clear opening, steel, solid, fire rated |  |  | 1 | DOOR | TRUE | FALSE | FALSE
DO | Doors | RO | Roller | DORO-034 | 09 | DORO-034.09 | DOOR: roller shutter, 3400 clear opening, steel, perforated |  |  | 1 | DOOR | TRUE | FALSE | FALSE
DO | Doors | RO | Roller | DORO-034 | 10 | DORO-034.10 | DOOR: roller shutter, 3400 clear opening, steel, slotted |  |  | 1 | DOOR | TRUE | FALSE | FALSE
DO | Doors | RO | Roller | DORO-034 | 11 | DORO-034.11 | DOOR: roller shutter, 3400 clear opening, steel, solid / perforated |  |  | 1 | DOOR | TRUE | FALSE | FALSE
DO | Doors | RO | Roller | DORO-034 | 12 | DORO-034.12 | DOOR: roller shutter, 3400 clear opening, steel, solid / slotted |  |  | 1 | DOOR | TRUE | FALSE | FALSE
DO | Doors | RO | Roller | DORO-034 | 13 | DORO-034.13 | DOOR: roller shutter, 3400 clear opening, steel, grille |  |  | 1 | DOOR | TRUE | FALSE | FALSE
DO | Doors | RO | Roller | DORO-034 | 14 | DORO-034.14 | DOOR: roller shutter, 3400 clear opening, polycarbonate |  |  | 1 | DOOR | TRUE | FALSE | FALSE
DO | Doors | RO | Roller | DORO-035 | 01 | DORO-035.01 | DOOR: roller shutter, 3500 clear opening, aluminium, solid |  |  | 1 | DOOR | TRUE | FALSE | FALSE
DO | Doors | RO | Roller | DORO-035 | 02 | DORO-035.02 | DOOR: roller shutter, 3500 clear opening, aluminium, perforated |  |  | 1 | DOOR | TRUE | FALSE | FALSE
DO | Doors | RO | Roller | DORO-035 | 03 | DORO-035.03 | DOOR: roller shutter, 3500 clear opening, aluminium, slotted |  |  | 1 | DOOR | TRUE | FALSE | FALSE
DO | Doors | RO | Roller | DORO-035 | 04 | DORO-035.04 | DOOR: roller shutter, 3500 clear opening, aluminium, solid / perforated |  |  | 1 | DOOR | TRUE | FALSE | FALSE
DO | Doors | RO | Roller | DORO-035 | 05 | DORO-035.05 | DOOR: roller shutter, 3500 clear opening, aluminium, solid / slotted |  |  | 1 | DOOR | TRUE | FALSE | FALSE
DO | Doors | RO | Roller | DORO-035 | 06 | DORO-035.06 | DOOR: roller shutter, 3500 clear opening, aluminium, grille |  |  | 1 | DOOR | TRUE | FALSE | FALSE
DO | Doors | RO | Roller | DORO-035 | 07 | DORO-035.07 | DOOR: roller shutter, 3500 clear opening, steel, solid |  |  | 1 | DOOR | TRUE | FALSE | FALSE
DO | Doors | RO | Roller | DORO-035 | 08 | DORO-035.08 | DOOR: roller shutter, 3500 clear opening, steel, solid, fire rated |  |  | 1 | DOOR | TRUE | FALSE | FALSE
DO | Doors | RO | Roller | DORO-035 | 09 | DORO-035.09 | DOOR: roller shutter, 3500 clear opening, steel, perforated |  |  | 1 | DOOR | TRUE | FALSE | FALSE
DO | Doors | RO | Roller | DORO-035 | 10 | DORO-035.10 | DOOR: roller shutter, 3500 clear opening, steel, slotted |  |  | 1 | DOOR | TRUE | FALSE | FALSE
DO | Doors | RO | Roller | DORO-035 | 11 | DORO-035.11 | DOOR: roller shutter, 3500 clear opening, steel, solid / perforated |  |  | 1 | DOOR | TRUE | FALSE | FALSE
DO | Doors | RO | Roller | DORO-035 | 12 | DORO-035.12 | DOOR: roller shutter, 3500 clear opening, steel, solid / slotted |  |  | 1 | DOOR | TRUE | FALSE | FALSE
DO | Doors | RO | Roller | DORO-035 | 13 | DORO-035.13 | DOOR: roller shutter, 3500 clear opening, steel, grille |  |  | 1 | DOOR | TRUE | FALSE | FALSE
DO | Doors | RO | Roller | DORO-035 | 14 | DORO-035.14 | DOOR: roller shutter, 3500 clear opening, polycarbonate |  |  | 1 | DOOR | TRUE | FALSE | FALSE
DO | Doors | RO | Roller | DORO-036 | 01 | DORO-036.01 | DOOR: roller shutter, 3600 clear opening, aluminium, solid |  |  | 1 | DOOR | TRUE | FALSE | FALSE
DO | Doors | RO | Roller | DORO-036 | 02 | DORO-036.02 | DOOR: roller shutter, 3600 clear opening, aluminium, perforated |  |  | 1 | DOOR | TRUE | FALSE | FALSE
DO | Doors | RO | Roller | DORO-036 | 03 | DORO-036.03 | DOOR: roller shutter, 3600 clear opening, aluminium, slotted |  |  | 1 | DOOR | TRUE | FALSE | FALSE
DO | Doors | RO | Roller | DORO-036 | 04 | DORO-036.04 | DOOR: roller shutter, 3600 clear opening, aluminium, solid / perforated |  |  | 1 | DOOR | TRUE | FALSE | FALSE
DO | Doors | RO | Roller | DORO-036 | 05 | DORO-036.05 | DOOR: roller shutter, 3600 clear opening, aluminium, solid / slotted |  |  | 1 | DOOR | TRUE | FALSE | FALSE
DO | Doors | RO | Roller | DORO-036 | 06 | DORO-036.06 | DOOR: roller shutter, 3600 clear opening, aluminium, grille |  |  | 1 | DOOR | TRUE | FALSE | FALSE
DO | Doors | RO | Roller | DORO-036 | 07 | DORO-036.07 | DOOR: roller shutter, 3600 clear opening, steel, solid |  |  | 1 | DOOR | TRUE | FALSE | FALSE
DO | Doors | RO | Roller | DORO-036 | 08 | DORO-036.08 | DOOR: roller shutter, 3600 clear opening, steel, solid, fire rated |  |  | 1 | DOOR | TRUE | FALSE | FALSE
DO | Doors | RO | Roller | DORO-036 | 09 | DORO-036.09 | DOOR: roller shutter, 3600 clear opening, steel, perforated |  |  | 1 | DOOR | TRUE | FALSE | FALSE
DO | Doors | RO | Roller | DORO-036 | 10 | DORO-036.10 | DOOR: roller shutter, 3600 clear opening, steel, slotted |  |  | 1 | DOOR | TRUE | FALSE | FALSE
DO | Doors | RO | Roller | DORO-036 | 11 | DORO-036.11 | DOOR: roller shutter, 3600 clear opening, steel, solid / perforated |  |  | 1 | DOOR | TRUE | FALSE | FALSE
DO | Doors | RO | Roller | DORO-036 | 12 | DORO-036.12 | DOOR: roller shutter, 3600 clear opening, steel, solid / slotted |  |  | 1 | DOOR | TRUE | FALSE | FALSE
DO | Doors | RO | Roller | DORO-036 | 13 | DORO-036.13 | DOOR: roller shutter, 3600 clear opening, steel, grille |  |  | 1 | DOOR | TRUE | FALSE | FALSE
DO | Doors | RO | Roller | DORO-036 | 14 | DORO-036.14 | DOOR: roller shutter, 3600 clear opening, polycarbonate |  |  | 1 | DOOR | TRUE | FALSE | FALSE
DO | Doors | RO | Roller | DORO-040 | 01 | DORO-040.01 | DOOR: roller shutter, 4000 clear opening, aluminium, solid |  |  | 1 | DOOR | TRUE | FALSE | FALSE
DO | Doors | RO | Roller | DORO-040 | 02 | DORO-040.02 | DOOR: roller shutter, 4000 clear opening, aluminium, perforated |  |  | 1 | DOOR | TRUE | FALSE | FALSE
DO | Doors | RO | Roller | DORO-040 | 03 | DORO-040.03 | DOOR: roller shutter, 4000 clear opening, aluminium, slotted |  |  | 1 | DOOR | TRUE | FALSE | FALSE
DO | Doors | RO | Roller | DORO-040 | 04 | DORO-040.04 | DOOR: roller shutter, 4000 clear opening, aluminium, solid / perforated |  |  | 1 | DOOR | TRUE | FALSE | FALSE
DO | Doors | RO | Roller | DORO-040 | 05 | DORO-040.05 | DOOR: roller shutter, 4000 clear opening, aluminium, solid / slotted |  |  | 1 | DOOR | TRUE | FALSE | FALSE
DO | Doors | RO | Roller | DORO-040 | 06 | DORO-040.06 | DOOR: roller shutter, 4000 clear opening, aluminium, grille |  |  | 1 | DOOR | TRUE | FALSE | FALSE
DO | Doors | RO | Roller | DORO-040 | 07 | DORO-040.07 | DOOR: roller shutter, 4000 clear opening, steel, solid |  |  | 1 | DOOR | TRUE | FALSE | FALSE
DO | Doors | RO | Roller | DORO-040 | 08 | DORO-040.08 | DOOR: roller shutter, 4000 clear opening, steel, solid, fire rated |  |  | 1 | DOOR | TRUE | FALSE | FALSE
DO | Doors | RO | Roller | DORO-040 | 09 | DORO-040.09 | DOOR: roller shutter, 4000 clear opening, steel, perforated |  |  | 1 | DOOR | TRUE | FALSE | FALSE
DO | Doors | RO | Roller | DORO-040 | 10 | DORO-040.10 | DOOR: roller shutter, 4000 clear opening, steel, slotted |  |  | 1 | DOOR | TRUE | FALSE | FALSE
DO | Doors | RO | Roller | DORO-040 | 11 | DORO-040.11 | DOOR: roller shutter, 4000 clear opening, steel, solid / perforated |  |  | 1 | DOOR | TRUE | FALSE | FALSE
DO | Doors | RO | Roller | DORO-040 | 12 | DORO-040.12 | DOOR: roller shutter, 4000 clear opening, steel, solid / slotted |  |  | 1 | DOOR | TRUE | FALSE | FALSE
DO | Doors | RO | Roller | DORO-040 | 13 | DORO-040.13 | DOOR: roller shutter, 4000 clear opening, steel, grille |  |  | 1 | DOOR | TRUE | FALSE | FALSE
DO | Doors | RO | Roller | DORO-040 | 14 | DORO-040.14 | DOOR: roller shutter, 4000 clear opening, polycarbonate |  |  | 1 | DOOR | TRUE | FALSE | FALSE
DO | Doors | RO | Roller | DORO-045 | 01 | DORO-045.01 | DOOR: roller shutter, 4500 clear opening, aluminium, solid |  |  | 1 | DOOR | TRUE | FALSE | FALSE
DO | Doors | RO | Roller | DORO-045 | 02 | DORO-045.02 | DOOR: roller shutter, 4500 clear opening, aluminium, perforated |  |  | 1 | DOOR | TRUE | FALSE | FALSE
DO | Doors | RO | Roller | DORO-045 | 03 | DORO-045.03 | DOOR: roller shutter, 4500 clear opening, aluminium, slotted |  |  | 1 | DOOR | TRUE | FALSE | FALSE
DO | Doors | RO | Roller | DORO-045 | 04 | DORO-045.04 | DOOR: roller shutter, 4500 clear opening, aluminium, solid / perforated |  |  | 1 | DOOR | TRUE | FALSE | FALSE
DO | Doors | RO | Roller | DORO-045 | 05 | DORO-045.05 | DOOR: roller shutter, 4500 clear opening, aluminium, solid / slotted |  |  | 1 | DOOR | TRUE | FALSE | FALSE
DO | Doors | RO | Roller | DORO-045 | 06 | DORO-045.06 | DOOR: roller shutter, 4500 clear opening, aluminium, grille |  |  | 1 | DOOR | TRUE | FALSE | FALSE
DO | Doors | RO | Roller | DORO-045 | 07 | DORO-045.07 | DOOR: roller shutter, 4500 clear opening, steel, solid |  |  | 1 | DOOR | TRUE | FALSE | FALSE
DO | Doors | RO | Roller | DORO-045 | 08 | DORO-045.08 | DOOR: roller shutter, 4500 clear opening, steel, solid, fire rated |  |  | 1 | DOOR | TRUE | FALSE | FALSE
DO | Doors | RO | Roller | DORO-045 | 09 | DORO-045.09 | DOOR: roller shutter, 4500 clear opening, steel, perforated |  |  | 1 | DOOR | TRUE | FALSE | FALSE
DO | Doors | RO | Roller | DORO-045 | 10 | DORO-045.10 | DOOR: roller shutter, 4500 clear opening, steel, slotted |  |  | 1 | DOOR | TRUE | FALSE | FALSE
DO | Doors | RO | Roller | DORO-045 | 11 | DORO-045.11 | DOOR: roller shutter, 4500 clear opening, steel, solid / perforated |  |  | 1 | DOOR | TRUE | FALSE | FALSE
DO | Doors | RO | Roller | DORO-045 | 12 | DORO-045.12 | DOOR: roller shutter, 4500 clear opening, steel, solid / slotted |  |  | 1 | DOOR | TRUE | FALSE | FALSE
DO | Doors | RO | Roller | DORO-045 | 13 | DORO-045.13 | DOOR: roller shutter, 4500 clear opening, steel, grille |  |  | 1 | DOOR | TRUE | FALSE | FALSE
DO | Doors | RO | Roller | DORO-045 | 14 | DORO-045.14 | DOOR: roller shutter, 4500 clear opening, polycarbonate |  |  | 1 | DOOR | TRUE | FALSE | FALSE
DO | Doors | RO | Roller | DORO-050 | 01 | DORO-050.01 | DOOR: roller shutter, 5000 clear opening, aluminium, solid |  |  | 1 | DOOR | TRUE | FALSE | FALSE
DO | Doors | RO | Roller | DORO-050 | 02 | DORO-050.02 | DOOR: roller shutter, 5000 clear opening, aluminium, perforated |  |  | 1 | DOOR | TRUE | FALSE | FALSE
DO | Doors | RO | Roller | DORO-050 | 03 | DORO-050.03 | DOOR: roller shutter, 5000 clear opening, aluminium, slotted |  |  | 1 | DOOR | TRUE | FALSE | FALSE
DO | Doors | RO | Roller | DORO-050 | 04 | DORO-050.04 | DOOR: roller shutter, 5000 clear opening, aluminium, solid / perforated |  |  | 1 | DOOR | TRUE | FALSE | FALSE
DO | Doors | RO | Roller | DORO-050 | 05 | DORO-050.05 | DOOR: roller shutter, 5000 clear opening, aluminium, solid / slotted |  |  | 1 | DOOR | TRUE | FALSE | FALSE
DO | Doors | RO | Roller | DORO-050 | 06 | DORO-050.06 | DOOR: roller shutter, 5000 clear opening, aluminium, grille |  |  | 1 | DOOR | TRUE | FALSE | FALSE
DO | Doors | RO | Roller | DORO-050 | 07 | DORO-050.07 | DOOR: roller shutter, 5000 clear opening, steel, solid |  |  | 1 | DOOR | TRUE | FALSE | FALSE
DO | Doors | RO | Roller | DORO-050 | 08 | DORO-050.08 | DOOR: roller shutter, 5000 clear opening, steel, solid, fire rated |  |  | 1 | DOOR | TRUE | FALSE | FALSE
DO | Doors | RO | Roller | DORO-050 | 09 | DORO-050.09 | DOOR: roller shutter, 5000 clear opening, steel, perforated |  |  | 1 | DOOR | TRUE | FALSE | FALSE
DO | Doors | RO | Roller | DORO-050 | 10 | DORO-050.10 | DOOR: roller shutter, 5000 clear opening, steel, slotted |  |  | 1 | DOOR | TRUE | FALSE | FALSE
DO | Doors | RO | Roller | DORO-050 | 11 | DORO-050.11 | DOOR: roller shutter, 5000 clear opening, steel, solid / perforated |  |  | 1 | DOOR | TRUE | FALSE | FALSE
DO | Doors | RO | Roller | DORO-050 | 12 | DORO-050.12 | DOOR: roller shutter, 5000 clear opening, steel, solid / slotted |  |  | 1 | DOOR | TRUE | FALSE | FALSE
DO | Doors | RO | Roller | DORO-050 | 13 | DORO-050.13 | DOOR: roller shutter, 5000 clear opening, steel, grille |  |  | 1 | DOOR | TRUE | FALSE | FALSE
DO | Doors | RO | Roller | DORO-050 | 14 | DORO-050.14 | DOOR: roller shutter, 5000 clear opening, polycarbonate |  |  | 1 | DOOR | TRUE | FALSE | FALSE
DO | Doors | RO | Roller | DORO-055 | 01 | DORO-055.01 | DOOR: roller shutter, 5500 clear opening, aluminium, solid |  |  | 1 | DOOR | TRUE | FALSE | FALSE
DO | Doors | RO | Roller | DORO-055 | 02 | DORO-055.02 | DOOR: roller shutter, 5500 clear opening, aluminium, perforated |  |  | 1 | DOOR | TRUE | FALSE | FALSE
DO | Doors | RO | Roller | DORO-055 | 03 | DORO-055.03 | DOOR: roller shutter, 5500 clear opening, aluminium, slotted |  |  | 1 | DOOR | TRUE | FALSE | FALSE
DO | Doors | RO | Roller | DORO-055 | 04 | DORO-055.04 | DOOR: roller shutter, 5500 clear opening, aluminium, solid / perforated |  |  | 1 | DOOR | TRUE | FALSE | FALSE
DO | Doors | RO | Roller | DORO-055 | 05 | DORO-055.05 | DOOR: roller shutter, 5500 clear opening, aluminium, solid / slotted |  |  | 1 | DOOR | TRUE | FALSE | FALSE
DO | Doors | RO | Roller | DORO-055 | 06 | DORO-055.06 | DOOR: roller shutter, 5500 clear opening, aluminium, grille |  |  | 1 | DOOR | TRUE | FALSE | FALSE
DO | Doors | RO | Roller | DORO-055 | 07 | DORO-055.07 | DOOR: roller shutter, 5500 clear opening, steel, solid |  |  | 1 | DOOR | TRUE | FALSE | FALSE
DO | Doors | RO | Roller | DORO-055 | 08 | DORO-055.08 | DOOR: roller shutter, 5500 clear opening, steel, solid, fire rated |  |  | 1 | DOOR | TRUE | FALSE | FALSE
DO | Doors | RO | Roller | DORO-055 | 09 | DORO-055.09 | DOOR: roller shutter, 5500 clear opening, steel, perforated |  |  | 1 | DOOR | TRUE | FALSE | FALSE
DO | Doors | RO | Roller | DORO-055 | 10 | DORO-055.10 | DOOR: roller shutter, 5500 clear opening, steel, slotted |  |  | 1 | DOOR | TRUE | FALSE | FALSE
DO | Doors | RO | Roller | DORO-055 | 11 | DORO-055.11 | DOOR: roller shutter, 5500 clear opening, steel, solid / perforated |  |  | 1 | DOOR | TRUE | FALSE | FALSE
DO | Doors | RO | Roller | DORO-055 | 12 | DORO-055.12 | DOOR: roller shutter, 5500 clear opening, steel, solid / slotted |  |  | 1 | DOOR | TRUE | FALSE | FALSE
DO | Doors | RO | Roller | DORO-055 | 13 | DORO-055.13 | DOOR: roller shutter, 5500 clear opening, steel, grille |  |  | 1 | DOOR | TRUE | FALSE | FALSE
DO | Doors | RO | Roller | DORO-055 | 14 | DORO-055.14 | DOOR: roller shutter, 5500 clear opening, polycarbonate |  |  | 1 | DOOR | TRUE | FALSE | FALSE
DO | Doors | RO | Roller | DORO-060 | 01 | DORO-060.01 | DOOR: roller shutter, 6000 clear opening, aluminium, solid |  |  | 1 | DOOR | TRUE | FALSE | FALSE
DO | Doors | RO | Roller | DORO-060 | 02 | DORO-060.02 | DOOR: roller shutter, 6000 clear opening, aluminium, perforated |  |  | 1 | DOOR | TRUE | FALSE | FALSE
DO | Doors | RO | Roller | DORO-060 | 03 | DORO-060.03 | DOOR: roller shutter, 6000 clear opening, aluminium, slotted |  |  | 1 | DOOR | TRUE | FALSE | FALSE
DO | Doors | RO | Roller | DORO-060 | 04 | DORO-060.04 | DOOR: roller shutter, 6000 clear opening, aluminium, solid / perforated |  |  | 1 | DOOR | TRUE | FALSE | FALSE
DO | Doors | RO | Roller | DORO-060 | 05 | DORO-060.05 | DOOR: roller shutter, 6000 clear opening, aluminium, solid / slotted |  |  | 1 | DOOR | TRUE | FALSE | FALSE
DO | Doors | RO | Roller | DORO-060 | 06 | DORO-060.06 | DOOR: roller shutter, 6000 clear opening, aluminium, grille |  |  | 1 | DOOR | TRUE | FALSE | FALSE
DO | Doors | RO | Roller | DORO-060 | 07 | DORO-060.07 | DOOR: roller shutter, 6000 clear opening, steel, solid |  |  | 1 | DOOR | TRUE | FALSE | FALSE
DO | Doors | RO | Roller | DORO-060 | 08 | DORO-060.08 | DOOR: roller shutter, 6000 clear opening, steel, solid, fire rated |  |  | 1 | DOOR | TRUE | FALSE | FALSE
DO | Doors | RO | Roller | DORO-060 | 09 | DORO-060.09 | DOOR: roller shutter, 6000 clear opening, steel, perforated |  |  | 1 | DOOR | TRUE | FALSE | FALSE
DO | Doors | RO | Roller | DORO-060 | 10 | DORO-060.10 | DOOR: roller shutter, 6000 clear opening, steel, slotted |  |  | 1 | DOOR | TRUE | FALSE | FALSE
DO | Doors | RO | Roller | DORO-060 | 11 | DORO-060.11 | DOOR: roller shutter, 6000 clear opening, steel, solid / perforated |  |  | 1 | DOOR | TRUE | FALSE | FALSE
DO | Doors | RO | Roller | DORO-060 | 12 | DORO-060.12 | DOOR: roller shutter, 6000 clear opening, steel, solid / slotted |  |  | 1 | DOOR | TRUE | FALSE | FALSE
DO | Doors | RO | Roller | DORO-060 | 13 | DORO-060.13 | DOOR: roller shutter, 6000 clear opening, steel, grille |  |  | 1 | DOOR | TRUE | FALSE | FALSE
DO | Doors | RO | Roller | DORO-060 | 14 | DORO-060.14 | DOOR: roller shutter, 6000 clear opening, polycarbonate |  |  | 1 | DOOR | TRUE | FALSE | FALSE
DO | Doors | RO | Roller | DORO-065 | 01 | DORO-065.01 | DOOR: roller shutter, 6500 clear opening, aluminium, solid |  |  | 1 | DOOR | TRUE | FALSE | FALSE
DO | Doors | RO | Roller | DORO-065 | 02 | DORO-065.02 | DOOR: roller shutter, 6500 clear opening, aluminium, perforated |  |  | 1 | DOOR | TRUE | FALSE | FALSE
DO | Doors | RO | Roller | DORO-065 | 03 | DORO-065.03 | DOOR: roller shutter, 6500 clear opening, aluminium, slotted |  |  | 1 | DOOR | TRUE | FALSE | FALSE
DO | Doors | RO | Roller | DORO-065 | 04 | DORO-065.04 | DOOR: roller shutter, 6500 clear opening, aluminium, solid / perforated |  |  | 1 | DOOR | TRUE | FALSE | FALSE
DO | Doors | RO | Roller | DORO-065 | 05 | DORO-065.05 | DOOR: roller shutter, 6500 clear opening, aluminium, solid / slotted |  |  | 1 | DOOR | TRUE | FALSE | FALSE
DO | Doors | RO | Roller | DORO-065 | 06 | DORO-065.06 | DOOR: roller shutter, 6500 clear opening, aluminium, grille |  |  | 1 | DOOR | TRUE | FALSE | FALSE
DO | Doors | RO | Roller | DORO-065 | 07 | DORO-065.07 | DOOR: roller shutter, 6500 clear opening, steel, solid |  |  | 1 | DOOR | TRUE | FALSE | FALSE
DO | Doors | RO | Roller | DORO-065 | 08 | DORO-065.08 | DOOR: roller shutter, 6500 clear opening, steel, solid, fire rated |  |  | 1 | DOOR | TRUE | FALSE | FALSE
DO | Doors | RO | Roller | DORO-065 | 09 | DORO-065.09 | DOOR: roller shutter, 6500 clear opening, steel, perforated |  |  | 1 | DOOR | TRUE | FALSE | FALSE
DO | Doors | RO | Roller | DORO-065 | 10 | DORO-065.10 | DOOR: roller shutter, 6500 clear opening, steel, slotted |  |  | 1 | DOOR | TRUE | FALSE | FALSE
DO | Doors | RO | Roller | DORO-065 | 11 | DORO-065.11 | DOOR: roller shutter, 6500 clear opening, steel, solid / perforated |  |  | 1 | DOOR | TRUE | FALSE | FALSE
DO | Doors | RO | Roller | DORO-065 | 12 | DORO-065.12 | DOOR: roller shutter, 6500 clear opening, steel, solid / slotted |  |  | 1 | DOOR | TRUE | FALSE | FALSE
DO | Doors | RO | Roller | DORO-065 | 13 | DORO-065.13 | DOOR: roller shutter, 6500 clear opening, steel, grille |  |  | 1 | DOOR | TRUE | FALSE | FALSE
DO | Doors | RO | Roller | DORO-065 | 14 | DORO-065.14 | DOOR: roller shutter, 6500 clear opening, polycarbonate |  |  | 1 | DOOR | TRUE | FALSE | FALSE
DO | Doors | RV | Revolving |  | 001 | DORV-001 | DOOR: revolving, 2 leaves, 2000 clear opening, fully glazed, framed |  |  | 1 | DOOR | TRUE | FALSE | FALSE
DO | Doors | RV | Revolving |  | 002 | DORV-002 | DOOR: revolving, 2 leaves, 2200 clear opening, fully glazed, framed |  |  | 1 | DOOR | TRUE | FALSE | FALSE
DO | Doors | RV | Revolving |  | 003 | DORV-003 | DOOR: revolving, 2 leaves, 2400 clear opening, fully glazed, framed |  |  | 1 | DOOR | TRUE | FALSE | FALSE
DO | Doors | RV | Revolving |  | 004 | DORV-004 | DOOR: revolving, 2 leaves, 2600 clear opening, fully glazed, framed |  |  | 1 | DOOR | TRUE | FALSE | FALSE
DO | Doors | RV | Revolving |  | 005 | DORV-005 | DOOR: revolving, 2 leaves, 2800 clear opening, fully glazed, framed |  |  | 1 | DOOR | TRUE | FALSE | FALSE
DO | Doors | RV | Revolving |  | 006 | DORV-006 | DOOR: revolving, 2 leaves, 3000 clear opening, fully glazed, framed |  |  | 1 | DOOR | TRUE | FALSE | FALSE
DO | Doors | RV | Revolving |  | 031 | DORV-031 | DOOR: revolving, 3 leaves, 2000 clear opening, fully glazed, framed | DWGL-070 | DOOR: triple leaf, revolving, fully glazed, alum/safety glass, powdercoat/paint | 1 | DOOR | TRUE | FALSE | FALSE
DO | Doors | RV | Revolving |  | 032 | DORV-032 | DOOR: revolving, 3 leaves, 2200 clear opening, fully glazed, framed |  |  | 1 | DOOR | TRUE | FALSE | FALSE
DO | Doors | RV | Revolving |  | 033 | DORV-033 | DOOR: revolving, 3 leaves, 2400 clear opening, fully glazed, framed |  |  | 1 | DOOR | TRUE | FALSE | FALSE
DO | Doors | RV | Revolving |  | 034 | DORV-034 | DOOR: revolving, 3 leaves, 2600 clear opening, fully glazed, framed |  |  | 1 | DOOR | TRUE | FALSE | FALSE
DO | Doors | RV | Revolving |  | 035 | DORV-035 | DOOR: revolving, 3 leaves, 2800 clear opening, fully glazed, framed |  |  | 1 | DOOR | TRUE | FALSE | FALSE
DO | Doors | RV | Revolving |  | 036 | DORV-036 | DOOR: revolving, 3 leaves, 3000 clear opening, fully glazed, framed |  |  | 1 | DOOR | TRUE | FALSE | FALSE
DO | Doors | RV | Revolving |  | 060 | DORV-060 | DOOR: revolving, 4 leaves, 2000 clear opening, fully glazed, framed |  |  | 1 | DOOR | TRUE | FALSE | FALSE
DO | Doors | RV | Revolving |  | 061 | DORV-061 | DOOR: revolving, 4 leaves, 2200 clear opening, fully glazed, framed |  |  | 1 | DOOR | TRUE | FALSE | FALSE
DO | Doors | RV | Revolving |  | 062 | DORV-062 | DOOR: revolving, 4 leaves, 2400 clear opening, fully glazed, framed |  |  | 1 | DOOR | TRUE | FALSE | FALSE
DO | Doors | RV | Revolving |  | 063 | DORV-063 | DOOR: revolving, 4 leaves, 2600 clear opening, fully glazed, framed |  |  | 1 | DOOR | TRUE | FALSE | FALSE
DO | Doors | RV | Revolving |  | 064 | DORV-064 | DOOR: revolving, 4 leaves, 2800 clear opening, fully glazed, framed |  |  | 1 | DOOR | TRUE | FALSE | FALSE
DO | Doors | RV | Revolving |  | 065 | DORV-065 | DOOR: revolving, 4 leaves, 3000 clear opening, fully glazed, framed |  |  | 1 | DOOR | TRUE | FALSE | FALSE
DO | Doors | SL | Sliding |  | 001 | DOSL-001 | DOOR: sliding, 1 leaf, 800 clear opening, solid |  |  | 1 | DOOR | TRUE | FALSE | FALSE
DO | Doors | SL | Sliding |  | 002 | DOSL-002 | DOOR: sliding, 1 leaf, 850 clear opening, solid |  |  | 1 | DOOR | TRUE | FALSE | FALSE
DO | Doors | SL | Sliding |  | 003 | DOSL-003 | DOOR: sliding, 1 leaf, 900 clear opening, solid |  |  | 1 | DOOR | TRUE | FALSE | FALSE
DO | Doors | SL | Sliding |  | 004 | DOSL-004 | DOOR: sliding, 1 leaf, 950 clear opening, solid |  |  | 1 | DOOR | TRUE | FALSE | FALSE
DO | Doors | SL | Sliding |  | 005 | DOSL-005 | DOOR: sliding, 1 leaf, 1000 clear opening, solid |  |  | 1 | DOOR | TRUE | FALSE | FALSE
DO | Doors | SL | Sliding |  | 006 | DOSL-006 | DOOR: sliding, 1 leaf, 1050 clear opening, solid |  |  | 1 | DOOR | TRUE | FALSE | FALSE
DO | Doors | SL | Sliding |  | 007 | DOSL-007 | DOOR: sliding, 1 leaf, 1100 clear opening, solid |  |  | 1 | DOOR | TRUE | FALSE | FALSE
DO | Doors | SL | Sliding |  | 008 | DOSL-008 | DOOR: sliding, 1 leaf, 1150 clear opening, solid |  |  | 1 | DOOR | TRUE | FALSE | FALSE
DO | Doors | SL | Sliding |  | 009 | DOSL-009 | DOOR: sliding, 1 leaf, 1200 clear opening, solid |  |  | 1 | DOOR | TRUE | FALSE | FALSE
DO | Doors | SL | Sliding |  | 011 | DOSL-011 | DOOR: sliding, 1 leaf, 800 clear opening, solid, standard vision panel |  |  | 1 | DOOR | TRUE | FALSE | FALSE
DO | Doors | SL | Sliding |  | 012 | DOSL-012 | DOOR: sliding, 1 leaf, 850 clear opening, solid, standard vision panel |  |  | 1 | DOOR | TRUE | FALSE | FALSE
DO | Doors | SL | Sliding |  | 013 | DOSL-013 | DOOR: sliding, 1 leaf, 900 clear opening, solid, standard vision panel |  |  | 1 | DOOR | TRUE | FALSE | FALSE
DO | Doors | SL | Sliding |  | 014 | DOSL-014 | DOOR: sliding, 1 leaf, 950 clear opening, solid, standard vision panel |  |  | 1 | DOOR | TRUE | FALSE | FALSE
DO | Doors | SL | Sliding |  | 015 | DOSL-015 | DOOR: sliding, 1 leaf, 1000 clear opening, solid, standard vision panel |  |  | 1 | DOOR | TRUE | FALSE | FALSE
DO | Doors | SL | Sliding |  | 016 | DOSL-016 | DOOR: sliding, 1 leaf, 1050 clear opening, solid, standard vision panel |  |  | 1 | DOOR | TRUE | FALSE | FALSE
DO | Doors | SL | Sliding |  | 017 | DOSL-017 | DOOR: sliding, 1 leaf, 1100 clear opening, solid, standard vision panel |  |  | 1 | DOOR | TRUE | FALSE | FALSE
DO | Doors | SL | Sliding |  | 018 | DOSL-018 | DOOR: sliding, 1 leaf, 1150 clear opening, solid, standard vision panel |  |  | 1 | DOOR | TRUE | FALSE | FALSE
DO | Doors | SL | Sliding |  | 019 | DOSL-019 | DOOR: sliding, 1 leaf, 1200 clear opening, solid, standard vision panel |  |  | 1 | DOOR | TRUE | FALSE | FALSE
DO | Doors | SL | Sliding |  | 021 | DOSL-021 | DOOR: sliding, 1 leaf, 800 clear opening, solid, small vision panel |  |  | 1 | DOOR | TRUE | FALSE | FALSE
DO | Doors | SL | Sliding |  | 022 | DOSL-022 | DOOR: sliding, 1 leaf, 850 clear opening, solid, small vision panel |  |  | 1 | DOOR | TRUE | FALSE | FALSE
DO | Doors | SL | Sliding |  | 023 | DOSL-023 | DOOR: sliding, 1 leaf, 900 clear opening, solid, small vision panel |  |  | 1 | DOOR | TRUE | FALSE | FALSE
DO | Doors | SL | Sliding |  | 024 | DOSL-024 | DOOR: sliding, 1 leaf, 950 clear opening, solid, small vision panel |  |  | 1 | DOOR | TRUE | FALSE | FALSE
DO | Doors | SL | Sliding |  | 025 | DOSL-025 | DOOR: sliding, 1 leaf, 1000 clear opening, solid, small vision panel |  |  | 1 | DOOR | TRUE | FALSE | FALSE
DO | Doors | SL | Sliding |  | 026 | DOSL-026 | DOOR: sliding, 1 leaf, 1050 clear opening, solid, small vision panel |  |  | 1 | DOOR | TRUE | FALSE | FALSE
DO | Doors | SL | Sliding |  | 027 | DOSL-027 | DOOR: sliding, 1 leaf, 1100 clear opening, solid, small vision panel |  |  | 1 | DOOR | TRUE | FALSE | FALSE
DO | Doors | SL | Sliding |  | 028 | DOSL-028 | DOOR: sliding, 1 leaf, 1150 clear opening, solid, small vision panel |  |  | 1 | DOOR | TRUE | FALSE | FALSE
DO | Doors | SL | Sliding |  | 029 | DOSL-029 | DOOR: sliding, 1 leaf, 1200 clear opening, solid, small vision panel |  |  | 1 | DOOR | TRUE | FALSE | FALSE
DO | Doors | SL | Sliding |  | 031 | DOSL-031 | DOOR: sliding, 1 leaf, 800 clear opening, solid, tall vision panel |  |  | 1 | DOOR | TRUE | FALSE | FALSE
DO | Doors | SL | Sliding |  | 032 | DOSL-032 | DOOR: sliding, 1 leaf, 850 clear opening, solid, tall vision panel |  |  | 1 | DOOR | TRUE | FALSE | FALSE
DO | Doors | SL | Sliding |  | 033 | DOSL-033 | DOOR: sliding, 1 leaf, 900 clear opening, solid, tall vision panel |  |  | 1 | DOOR | TRUE | FALSE | FALSE
DO | Doors | SL | Sliding |  | 034 | DOSL-034 | DOOR: sliding, 1 leaf, 950 clear opening, solid, tall vision panel |  |  | 1 | DOOR | TRUE | FALSE | FALSE
DO | Doors | SL | Sliding |  | 035 | DOSL-035 | DOOR: sliding, 1 leaf, 1000 clear opening, solid, tall vision panel |  |  | 1 | DOOR | TRUE | FALSE | FALSE
DO | Doors | SL | Sliding |  | 036 | DOSL-036 | DOOR: sliding, 1 leaf, 1050 clear opening, solid, tall vision panel |  |  | 1 | DOOR | TRUE | FALSE | FALSE
DO | Doors | SL | Sliding |  | 037 | DOSL-037 | DOOR: sliding, 1 leaf, 1100 clear opening, solid, tall vision panel |  |  | 1 | DOOR | TRUE | FALSE | FALSE
DO | Doors | SL | Sliding |  | 038 | DOSL-038 | DOOR: sliding, 1 leaf, 1150 clear opening, solid, tall vision panel |  |  | 1 | DOOR | TRUE | FALSE | FALSE
DO | Doors | SL | Sliding |  | 039 | DOSL-039 | DOOR: sliding, 1 leaf, 1200 clear opening, solid, tall vision panel |  |  | 1 | DOOR | TRUE | FALSE | FALSE
DO | Doors | SL | Sliding |  | 041 | DOSL-041 | DOOR: sliding, 1 leaf, 800 clear opening, solid, wide vision panel |  |  | 1 | DOOR | TRUE | FALSE | FALSE
DO | Doors | SL | Sliding |  | 042 | DOSL-042 | DOOR: sliding, 1 leaf, 850 clear opening, solid, wide vision panel |  |  | 1 | DOOR | TRUE | FALSE | FALSE
DO | Doors | SL | Sliding |  | 043 | DOSL-043 | DOOR: sliding, 1 leaf, 900 clear opening, solid, wide vision panel |  |  | 1 | DOOR | TRUE | FALSE | FALSE
DO | Doors | SL | Sliding |  | 044 | DOSL-044 | DOOR: sliding, 1 leaf, 950 clear opening, solid, wide vision panel |  |  | 1 | DOOR | TRUE | FALSE | FALSE
DO | Doors | SL | Sliding |  | 045 | DOSL-045 | DOOR: sliding, 1 leaf, 1000 clear opening, solid, wide vision panel |  |  | 1 | DOOR | TRUE | FALSE | FALSE
DO | Doors | SL | Sliding |  | 046 | DOSL-046 | DOOR: sliding, 1 leaf, 1050 clear opening, solid, wide vision panel |  |  | 1 | DOOR | TRUE | FALSE | FALSE
DO | Doors | SL | Sliding |  | 047 | DOSL-047 | DOOR: sliding, 1 leaf, 1100 clear opening, solid, wide vision panel |  |  | 1 | DOOR | TRUE | FALSE | FALSE
DO | Doors | SL | Sliding |  | 048 | DOSL-048 | DOOR: sliding, 1 leaf, 1150 clear opening, solid, wide vision panel |  |  | 1 | DOOR | TRUE | FALSE | FALSE
DO | Doors | SL | Sliding |  | 049 | DOSL-049 | DOOR: sliding, 1 leaf, 1200 clear opening, solid, wide vision panel |  |  | 1 | DOOR | TRUE | FALSE | FALSE
DO | Doors | SL | Sliding |  | 051 | DOSL-051 | DOOR: sliding, 1 leaf, 800 clear opening, solid, fire rated, fire vision panel |  |  | 1 | DOOR | TRUE | FALSE | FALSE
DO | Doors | SL | Sliding |  | 052 | DOSL-052 | DOOR: sliding, 1 leaf, 850 clear opening, solid, fire rated, fire vision panel |  |  | 1 | DOOR | TRUE | FALSE | FALSE
DO | Doors | SL | Sliding |  | 053 | DOSL-053 | DOOR: sliding, 1 leaf, 900 clear opening, solid, fire rated, fire vision panel |  |  | 1 | DOOR | TRUE | FALSE | FALSE
DO | Doors | SL | Sliding |  | 054 | DOSL-054 | DOOR: sliding, 1 leaf, 950 clear opening, solid, fire rated, fire vision panel |  |  | 1 | DOOR | TRUE | FALSE | FALSE
DO | Doors | SL | Sliding |  | 055 | DOSL-055 | DOOR: sliding, 1 leaf, 1000 clear opening, solid, fire rated, fire vision panel |  |  | 1 | DOOR | TRUE | FALSE | FALSE
DO | Doors | SL | Sliding |  | 056 | DOSL-056 | DOOR: sliding, 1 leaf, 1050 clear opening, solid, fire rated, fire vision panel |  |  | 1 | DOOR | TRUE | FALSE | FALSE
DO | Doors | SL | Sliding |  | 057 | DOSL-057 | DOOR: sliding, 1 leaf, 1100 clear opening, solid, fire rated, fire vision panel |  |  | 1 | DOOR | TRUE | FALSE | FALSE
DO | Doors | SL | Sliding |  | 058 | DOSL-058 | DOOR: sliding, 1 leaf, 1150 clear opening, solid, fire rated, fire vision panel |  |  | 1 | DOOR | TRUE | FALSE | FALSE
DO | Doors | SL | Sliding |  | 059 | DOSL-059 | DOOR: sliding, 1 leaf, 1200 clear opening, solid, fire rated, fire vision panel |  |  | 1 | DOOR | TRUE | FALSE | FALSE
DO | Doors | SL | Sliding |  | 061 | DOSL-061 | DOOR: sliding, 1 leaf, 800 clear opening, fully glazed, framed |  |  | 1 | DOOR | TRUE | FALSE | FALSE
DO | Doors | SL | Sliding |  | 062 | DOSL-062 | DOOR: sliding, 1 leaf, 850 clear opening, fully glazed, framed |  |  | 1 | DOOR | TRUE | FALSE | FALSE
DO | Doors | SL | Sliding |  | 063 | DOSL-063 | DOOR: sliding, 1 leaf, 900 clear opening, fully glazed, framed |  |  | 1 | DOOR | TRUE | FALSE | FALSE
DO | Doors | SL | Sliding |  | 064 | DOSL-064 | DOOR: sliding, 1 leaf, 950 clear opening, fully glazed, framed |  |  | 1 | DOOR | TRUE | FALSE | FALSE
DO | Doors | SL | Sliding |  | 065 | DOSL-065 | DOOR: sliding, 1 leaf, 1000 clear opening, fully glazed, framed |  |  | 1 | DOOR | TRUE | FALSE | FALSE
DO | Doors | SL | Sliding |  | 066 | DOSL-066 | DOOR: sliding, 1 leaf, 1050 clear opening, fully glazed, framed |  |  | 1 | DOOR | TRUE | FALSE | FALSE
DO | Doors | SL | Sliding |  | 067 | DOSL-067 | DOOR: sliding, 1 leaf, 1100 clear opening, fully glazed, framed |  |  | 1 | DOOR | TRUE | FALSE | FALSE
DO | Doors | SL | Sliding |  | 068 | DOSL-068 | DOOR: sliding, 1 leaf, 1150 clear opening, fully glazed, framed |  |  | 1 | DOOR | TRUE | FALSE | FALSE
DO | Doors | SL | Sliding |  | 069 | DOSL-069 | DOOR: sliding, 1 leaf, 1200 clear opening, fully glazed, framed |  |  | 1 | DOOR | TRUE | FALSE | FALSE
DO | Doors | SL | Sliding |  | 071 | DOSL-071 | DOOR: sliding, 1 leaf, 800 clear opening, fully glazed, framed with mid-rail |  |  | 1 | DOOR | TRUE | FALSE | FALSE
DO | Doors | SL | Sliding |  | 072 | DOSL-072 | DOOR: sliding, 1 leaf, 850 clear opening, fully glazed, framed with mid-rail |  |  | 1 | DOOR | TRUE | FALSE | FALSE
DO | Doors | SL | Sliding |  | 073 | DOSL-073 | DOOR: sliding, 1 leaf, 900 clear opening, fully glazed, framed with mid-rail |  |  | 1 | DOOR | TRUE | FALSE | FALSE
DO | Doors | SL | Sliding |  | 074 | DOSL-074 | DOOR: sliding, 1 leaf, 950 clear opening, fully glazed, framed with mid-rail |  |  | 1 | DOOR | TRUE | FALSE | FALSE
DO | Doors | SL | Sliding |  | 075 | DOSL-075 | DOOR: sliding, 1 leaf, 1000 clear opening, fully glazed, framed with mid-rail |  |  | 1 | DOOR | TRUE | FALSE | FALSE
DO | Doors | SL | Sliding |  | 076 | DOSL-076 | DOOR: sliding, 1 leaf, 1050 clear opening, fully glazed, framed with mid-rail |  |  | 1 | DOOR | TRUE | FALSE | FALSE
DO | Doors | SL | Sliding |  | 077 | DOSL-077 | DOOR: sliding, 1 leaf, 1100 clear opening, fully glazed, framed with mid-rail |  |  | 1 | DOOR | TRUE | FALSE | FALSE
DO | Doors | SL | Sliding |  | 078 | DOSL-078 | DOOR: sliding, 1 leaf, 1150 clear opening, fully glazed, framed with mid-rail |  |  | 1 | DOOR | TRUE | FALSE | FALSE
DO | Doors | SL | Sliding |  | 079 | DOSL-079 | DOOR: sliding, 1 leaf, 1200 clear opening, fully glazed, framed with mid-rail |  |  | 1 | DOOR | TRUE | FALSE | FALSE
DO | Doors | SL | Sliding |  | 081 | DOSL-081 | DOOR: sliding, 1 leaf, 800 clear opening, fully glazed, frameless |  |  | 1 | DOOR | TRUE | FALSE | FALSE
DO | Doors | SL | Sliding |  | 082 | DOSL-082 | DOOR: sliding, 1 leaf, 850 clear opening, fully glazed, frameless |  |  | 1 | DOOR | TRUE | FALSE | FALSE
DO | Doors | SL | Sliding |  | 083 | DOSL-083 | DOOR: sliding, 1 leaf, 900 clear opening, fully glazed, frameless |  |  | 1 | DOOR | TRUE | FALSE | FALSE
DO | Doors | SL | Sliding |  | 084 | DOSL-084 | DOOR: sliding, 1 leaf, 950 clear opening, fully glazed, frameless |  |  | 1 | DOOR | TRUE | FALSE | FALSE
DO | Doors | SL | Sliding |  | 085 | DOSL-085 | DOOR: sliding, 1 leaf, 1000 clear opening, fully glazed, frameless |  |  | 1 | DOOR | TRUE | FALSE | FALSE
DO | Doors | SL | Sliding |  | 086 | DOSL-086 | DOOR: sliding, 1 leaf, 1050 clear opening, fully glazed, frameless |  |  | 1 | DOOR | TRUE | FALSE | FALSE
DO | Doors | SL | Sliding |  | 087 | DOSL-087 | DOOR: sliding, 1 leaf, 1100 clear opening, fully glazed, frameless |  |  | 1 | DOOR | TRUE | FALSE | FALSE
DO | Doors | SL | Sliding |  | 088 | DOSL-088 | DOOR: sliding, 1 leaf, 1150 clear opening, fully glazed, frameless |  |  | 1 | DOOR | TRUE | FALSE | FALSE
DO | Doors | SL | Sliding |  | 089 | DOSL-089 | DOOR: sliding, 1 leaf, 1200 clear opening, fully glazed, frameless |  |  | 1 | DOOR | TRUE | FALSE | FALSE
DO | Doors | SL | Sliding |  | 201 | DOSL-201 | DOOR: sliding, bi-parting, 2 leaves, 1500 clear opening, solid |  |  | 1 | DOOR | TRUE | FALSE | FALSE
DO | Doors | SL | Sliding |  | 202 | DOSL-202 | DOOR: sliding, bi-parting, 2 leaves, 1600 clear opening, solid |  |  | 1 | DOOR | TRUE | FALSE | FALSE
DO | Doors | SL | Sliding |  | 203 | DOSL-203 | DOOR: sliding, bi-parting, 2 leaves, 1700 clear opening, solid |  |  | 1 | DOOR | TRUE | FALSE | FALSE
DO | Doors | SL | Sliding |  | 204 | DOSL-204 | DOOR: sliding, bi-parting, 2 leaves, 1800 clear opening, solid |  |  | 1 | DOOR | TRUE | FALSE | FALSE
DO | Doors | SL | Sliding |  | 205 | DOSL-205 | DOOR: sliding, bi-parting, 2 leaves, 1900 clear opening, solid |  |  | 1 | DOOR | TRUE | FALSE | FALSE
DO | Doors | SL | Sliding |  | 206 | DOSL-206 | DOOR: sliding, bi-parting, 2 leaves, 2000 clear opening, solid |  |  | 1 | DOOR | TRUE | FALSE | FALSE
DO | Doors | SL | Sliding |  | 207 | DOSL-207 | DOOR: sliding, bi-parting, 2 leaves, 2100 clear opening, solid |  |  | 1 | DOOR | TRUE | FALSE | FALSE
DO | Doors | SL | Sliding |  | 208 | DOSL-208 | DOOR: sliding, bi-parting, 2 leaves, 2200 clear opening, solid |  |  | 1 | DOOR | TRUE | FALSE | FALSE
DO | Doors | SL | Sliding |  | 209 | DOSL-209 | DOOR: sliding, bi-parting, 2 leaves, 2300 clear opening, solid |  |  | 1 | DOOR | TRUE | FALSE | FALSE
DO | Doors | SL | Sliding |  | 211 | DOSL-211 | DOOR: sliding, bi-parting, 2 leaves, 1500 clear opening, solid, standard vision panel |  |  | 1 | DOOR | TRUE | FALSE | FALSE
DO | Doors | SL | Sliding |  | 212 | DOSL-212 | DOOR: sliding, bi-parting, 2 leaves, 1600 clear opening, solid, standard vision panel |  |  | 1 | DOOR | TRUE | FALSE | FALSE
DO | Doors | SL | Sliding |  | 213 | DOSL-213 | DOOR: sliding, bi-parting, 2 leaves, 1700 clear opening, solid, standard vision panel |  |  | 1 | DOOR | TRUE | FALSE | FALSE
DO | Doors | SL | Sliding |  | 214 | DOSL-214 | DOOR: sliding, bi-parting, 2 leaves, 1800 clear opening, solid, standard vision panel |  |  | 1 | DOOR | TRUE | FALSE | FALSE
DO | Doors | SL | Sliding |  | 215 | DOSL-215 | DOOR: sliding, bi-parting, 2 leaves, 1900 clear opening, solid, standard vision panel |  |  | 1 | DOOR | TRUE | FALSE | FALSE
DO | Doors | SL | Sliding |  | 216 | DOSL-216 | DOOR: sliding, bi-parting, 2 leaves, 2000 clear opening, solid, standard vision panel |  |  | 1 | DOOR | TRUE | FALSE | FALSE
DO | Doors | SL | Sliding |  | 217 | DOSL-217 | DOOR: sliding, bi-parting, 2 leaves, 2100 clear opening, solid, standard vision panel |  |  | 1 | DOOR | TRUE | FALSE | FALSE
DO | Doors | SL | Sliding |  | 218 | DOSL-218 | DOOR: sliding, bi-parting, 2 leaves, 2200 clear opening, solid, standard vision panel |  |  | 1 | DOOR | TRUE | FALSE | FALSE
DO | Doors | SL | Sliding |  | 219 | DOSL-219 | DOOR: sliding, bi-parting, 2 leaves, 2300 clear opening, solid, standard vision panel |  |  | 1 | DOOR | TRUE | FALSE | FALSE
DO | Doors | SL | Sliding |  | 221 | DOSL-221 | DOOR: sliding, bi-parting, 2 leaves, 1500 clear opening, solid, small vision panel |  |  | 1 | DOOR | TRUE | FALSE | FALSE
DO | Doors | SL | Sliding |  | 222 | DOSL-222 | DOOR: sliding, bi-parting, 2 leaves, 1600 clear opening, solid, small vision panel |  |  | 1 | DOOR | TRUE | FALSE | FALSE
DO | Doors | SL | Sliding |  | 223 | DOSL-223 | DOOR: sliding, bi-parting, 2 leaves, 1700 clear opening, solid, small vision panel |  |  | 1 | DOOR | TRUE | FALSE | FALSE
DO | Doors | SL | Sliding |  | 224 | DOSL-224 | DOOR: sliding, bi-parting, 2 leaves, 1800 clear opening, solid, small vision panel |  |  | 1 | DOOR | TRUE | FALSE | FALSE
DO | Doors | SL | Sliding |  | 225 | DOSL-225 | DOOR: sliding, bi-parting, 2 leaves, 1900 clear opening, solid, small vision panel |  |  | 1 | DOOR | TRUE | FALSE | FALSE
DO | Doors | SL | Sliding |  | 226 | DOSL-226 | DOOR: sliding, bi-parting, 2 leaves, 2000 clear opening, solid, small vision panel |  |  | 1 | DOOR | TRUE | FALSE | FALSE
DO | Doors | SL | Sliding |  | 227 | DOSL-227 | DOOR: sliding, bi-parting, 2 leaves, 2100 clear opening, solid, small vision panel |  |  | 1 | DOOR | TRUE | FALSE | FALSE
DO | Doors | SL | Sliding |  | 228 | DOSL-228 | DOOR: sliding, bi-parting, 2 leaves, 2200 clear opening, solid, small vision panel |  |  | 1 | DOOR | TRUE | FALSE | FALSE
DO | Doors | SL | Sliding |  | 229 | DOSL-229 | DOOR: sliding, bi-parting, 2 leaves, 2300 clear opening, solid, small vision panel |  |  | 1 | DOOR | TRUE | FALSE | FALSE
DO | Doors | SL | Sliding |  | 231 | DOSL-231 | DOOR: sliding, bi-parting, 2 leaves, 1500 clear opening, solid, tall vision panel |  |  | 1 | DOOR | TRUE | FALSE | FALSE
DO | Doors | SL | Sliding |  | 232 | DOSL-232 | DOOR: sliding, bi-parting, 2 leaves, 1600 clear opening, solid, tall vision panel |  |  | 1 | DOOR | TRUE | FALSE | FALSE
DO | Doors | SL | Sliding |  | 233 | DOSL-233 | DOOR: sliding, bi-parting, 2 leaves, 1700 clear opening, solid, tall vision panel |  |  | 1 | DOOR | TRUE | FALSE | FALSE
DO | Doors | SL | Sliding |  | 234 | DOSL-234 | DOOR: sliding, bi-parting, 2 leaves, 1800 clear opening, solid, tall vision panel |  |  | 1 | DOOR | TRUE | FALSE | FALSE
DO | Doors | SL | Sliding |  | 235 | DOSL-235 | DOOR: sliding, bi-parting, 2 leaves, 1900 clear opening, solid, tall vision panel |  |  | 1 | DOOR | TRUE | FALSE | FALSE
DO | Doors | SL | Sliding |  | 236 | DOSL-236 | DOOR: sliding, bi-parting, 2 leaves, 2000 clear opening, solid, tall vision panel |  |  | 1 | DOOR | TRUE | FALSE | FALSE
DO | Doors | SL | Sliding |  | 237 | DOSL-237 | DOOR: sliding, bi-parting, 2 leaves, 2100 clear opening, solid, tall vision panel |  |  | 1 | DOOR | TRUE | FALSE | FALSE
DO | Doors | SL | Sliding |  | 238 | DOSL-238 | DOOR: sliding, bi-parting, 2 leaves, 2200 clear opening, solid, tall vision panel |  |  | 1 | DOOR | TRUE | FALSE | FALSE
DO | Doors | SL | Sliding |  | 239 | DOSL-239 | DOOR: sliding, bi-parting, 2 leaves, 2300 clear opening, solid, tall vision panel |  |  | 1 | DOOR | TRUE | FALSE | FALSE
DO | Doors | SL | Sliding |  | 241 | DOSL-241 | DOOR: sliding, bi-parting, 2 leaves, 1500 clear opening, solid, wide vision panel |  |  | 1 | DOOR | TRUE | FALSE | FALSE
DO | Doors | SL | Sliding |  | 242 | DOSL-242 | DOOR: sliding, bi-parting, 2 leaves, 1600 clear opening, solid, wide vision panel |  |  | 1 | DOOR | TRUE | FALSE | FALSE
DO | Doors | SL | Sliding |  | 243 | DOSL-243 | DOOR: sliding, bi-parting, 2 leaves, 1700 clear opening, solid, wide vision panel |  |  | 1 | DOOR | TRUE | FALSE | FALSE
DO | Doors | SL | Sliding |  | 244 | DOSL-244 | DOOR: sliding, bi-parting, 2 leaves, 1800 clear opening, solid, wide vision panel |  |  | 1 | DOOR | TRUE | FALSE | FALSE
DO | Doors | SL | Sliding |  | 245 | DOSL-245 | DOOR: sliding, bi-parting, 2 leaves, 1900 clear opening, solid, wide vision panel |  |  | 1 | DOOR | TRUE | FALSE | FALSE
DO | Doors | SL | Sliding |  | 246 | DOSL-246 | DOOR: sliding, bi-parting, 2 leaves, 2000 clear opening, solid, wide vision panel |  |  | 1 | DOOR | TRUE | FALSE | FALSE
DO | Doors | SL | Sliding |  | 247 | DOSL-247 | DOOR: sliding, bi-parting, 2 leaves, 2100 clear opening, solid, wide vision panel |  |  | 1 | DOOR | TRUE | FALSE | FALSE
DO | Doors | SL | Sliding |  | 248 | DOSL-248 | DOOR: sliding, bi-parting, 2 leaves, 2200 clear opening, solid, wide vision panel |  |  | 1 | DOOR | TRUE | FALSE | FALSE
DO | Doors | SL | Sliding |  | 249 | DOSL-249 | DOOR: sliding, bi-parting, 2 leaves, 2300 clear opening, solid, wide vision panel |  |  | 1 | DOOR | TRUE | FALSE | FALSE
DO | Doors | SL | Sliding |  | 251 | DOSL-251 | DOOR: sliding, bi-parting, 2 leaves, 1500 clear opening, solid, fire rated, fire vision panel |  |  | 1 | DOOR | TRUE | FALSE | FALSE
DO | Doors | SL | Sliding |  | 252 | DOSL-252 | DOOR: sliding, bi-parting, 2 leaves, 1600 clear opening, solid, fire rated, fire vision panel |  |  | 1 | DOOR | TRUE | FALSE | FALSE
DO | Doors | SL | Sliding |  | 253 | DOSL-253 | DOOR: sliding, bi-parting, 2 leaves, 1700 clear opening, solid, fire rated, fire vision panel |  |  | 1 | DOOR | TRUE | FALSE | FALSE
DO | Doors | SL | Sliding |  | 254 | DOSL-254 | DOOR: sliding, bi-parting, 2 leaves, 1800 clear opening, solid, fire rated, fire vision panel |  |  | 1 | DOOR | TRUE | FALSE | FALSE
DO | Doors | SL | Sliding |  | 255 | DOSL-255 | DOOR: sliding, bi-parting, 2 leaves, 1900 clear opening, solid, fire rated, fire vision panel |  |  | 1 | DOOR | TRUE | FALSE | FALSE
DO | Doors | SL | Sliding |  | 256 | DOSL-256 | DOOR: sliding, bi-parting, 2 leaves, 2000 clear opening, solid, fire rated, fire vision panel |  |  | 1 | DOOR | TRUE | FALSE | FALSE
DO | Doors | SL | Sliding |  | 257 | DOSL-257 | DOOR: sliding, bi-parting, 2 leaves, 2100 clear opening, solid, fire rated, fire vision panel |  |  | 1 | DOOR | TRUE | FALSE | FALSE
DO | Doors | SL | Sliding |  | 258 | DOSL-258 | DOOR: sliding, bi-parting, 2 leaves, 2200 clear opening, solid, fire rated, fire vision panel |  |  | 1 | DOOR | TRUE | FALSE | FALSE
DO | Doors | SL | Sliding |  | 259 | DOSL-259 | DOOR: sliding, bi-parting, 2 leaves, 2300 clear opening, solid, fire rated, fire vision panel |  |  | 1 | DOOR | TRUE | FALSE | FALSE
DO | Doors | SL | Sliding |  | 261 | DOSL-261 | DOOR: sliding, bi-parting, 2 leaves, 1500 clear opening, fully glazed, framed |  |  | 1 | DOOR | TRUE | FALSE | FALSE
DO | Doors | SL | Sliding |  | 262 | DOSL-262 | DOOR: sliding, bi-parting, 2 leaves, 1600 clear opening, fully glazed, framed |  |  | 1 | DOOR | TRUE | FALSE | FALSE
DO | Doors | SL | Sliding |  | 263 | DOSL-263 | DOOR: sliding, bi-parting, 2 leaves, 1700 clear opening, fully glazed, framed |  |  | 1 | DOOR | TRUE | FALSE | FALSE
DO | Doors | SL | Sliding |  | 264 | DOSL-264 | DOOR: sliding, bi-parting, 2 leaves, 1800 clear opening, fully glazed, framed |  |  | 1 | DOOR | TRUE | FALSE | FALSE
DO | Doors | SL | Sliding |  | 265 | DOSL-265 | DOOR: sliding, bi-parting, 2 leaves, 1900 clear opening, fully glazed, framed |  |  | 1 | DOOR | TRUE | FALSE | FALSE
DO | Doors | SL | Sliding |  | 266 | DOSL-266 | DOOR: sliding, bi-parting, 2 leaves, 2000 clear opening, fully glazed, framed |  |  | 1 | DOOR | TRUE | FALSE | FALSE
DO | Doors | SL | Sliding |  | 267 | DOSL-267 | DOOR: sliding, bi-parting, 2 leaves, 2100 clear opening, fully glazed, framed |  |  | 1 | DOOR | TRUE | FALSE | FALSE
DO | Doors | SL | Sliding |  | 268 | DOSL-268 | DOOR: sliding, bi-parting, 2 leaves, 2200 clear opening, fully glazed, framed |  |  | 1 | DOOR | TRUE | FALSE | FALSE
DO | Doors | SL | Sliding |  | 269 | DOSL-269 | DOOR: sliding, bi-parting, 2 leaves, 2300 clear opening, fully glazed, framed |  |  | 1 | DOOR | TRUE | FALSE | FALSE
DO | Doors | SL | Sliding |  | 271 | DOSL-271 | DOOR: sliding, bi-parting, 2 leaves, 1500 clear opening, fully glazed, framed with mid-rail |  |  | 1 | DOOR | TRUE | FALSE | FALSE
DO | Doors | SL | Sliding |  | 272 | DOSL-272 | DOOR: sliding, bi-parting, 2 leaves, 1600 clear opening, fully glazed, framed with mid-rail |  |  | 1 | DOOR | TRUE | FALSE | FALSE
DO | Doors | SL | Sliding |  | 273 | DOSL-273 | DOOR: sliding, bi-parting, 2 leaves, 1700 clear opening, fully glazed, framed with mid-rail |  |  | 1 | DOOR | TRUE | FALSE | FALSE
DO | Doors | SL | Sliding |  | 274 | DOSL-274 | DOOR: sliding, bi-parting, 2 leaves, 1800 clear opening, fully glazed, framed with mid-rail |  |  | 1 | DOOR | TRUE | FALSE | FALSE
DO | Doors | SL | Sliding |  | 275 | DOSL-275 | DOOR: sliding, bi-parting, 2 leaves, 1900 clear opening, fully glazed, framed with mid-rail |  |  | 1 | DOOR | TRUE | FALSE | FALSE
DO | Doors | SL | Sliding |  | 276 | DOSL-276 | DOOR: sliding, bi-parting, 2 leaves, 2000 clear opening, fully glazed, framed with mid-rail |  |  | 1 | DOOR | TRUE | FALSE | FALSE
DO | Doors | SL | Sliding |  | 277 | DOSL-277 | DOOR: sliding, bi-parting, 2 leaves, 2100 clear opening, fully glazed, framed with mid-rail |  |  | 1 | DOOR | TRUE | FALSE | FALSE
DO | Doors | SL | Sliding |  | 278 | DOSL-278 | DOOR: sliding, bi-parting, 2 leaves, 2200 clear opening, fully glazed, framed with mid-rail |  |  | 1 | DOOR | TRUE | FALSE | FALSE
DO | Doors | SL | Sliding |  | 279 | DOSL-279 | DOOR: sliding, bi-parting, 2 leaves, 2300 clear opening, fully glazed, framed with mid-rail |  |  | 1 | DOOR | TRUE | FALSE | FALSE
DO | Doors | SL | Sliding |  | 281 | DOSL-281 | DOOR: sliding, bi-parting, 2 leaves, 1500 clear opening, fully glazed, frameless |  |  | 1 | DOOR | TRUE | FALSE | FALSE
DO | Doors | SL | Sliding |  | 282 | DOSL-282 | DOOR: sliding, bi-parting, 2 leaves, 1600 clear opening, fully glazed, frameless |  |  | 1 | DOOR | TRUE | FALSE | FALSE
DO | Doors | SL | Sliding |  | 283 | DOSL-283 | DOOR: sliding, bi-parting, 2 leaves, 1700 clear opening, fully glazed, frameless |  |  | 1 | DOOR | TRUE | FALSE | FALSE
DO | Doors | SL | Sliding |  | 284 | DOSL-284 | DOOR: sliding, bi-parting, 2 leaves, 1800 clear opening, fully glazed, frameless |  |  | 1 | DOOR | TRUE | FALSE | FALSE
DO | Doors | SL | Sliding |  | 285 | DOSL-285 | DOOR: sliding, bi-parting, 2 leaves, 1900 clear opening, fully glazed, frameless |  |  | 1 | DOOR | TRUE | FALSE | FALSE
DO | Doors | SL | Sliding |  | 286 | DOSL-286 | DOOR: sliding, bi-parting, 2 leaves, 2000 clear opening, fully glazed, frameless |  |  | 1 | DOOR | TRUE | FALSE | FALSE
DO | Doors | SL | Sliding |  | 287 | DOSL-287 | DOOR: sliding, bi-parting, 2 leaves, 2100 clear opening, fully glazed, frameless |  |  | 1 | DOOR | TRUE | FALSE | FALSE
DO | Doors | SL | Sliding |  | 288 | DOSL-288 | DOOR: sliding, bi-parting, 2 leaves, 2200 clear opening, fully glazed, frameless |  |  | 1 | DOOR | TRUE | FALSE | FALSE
DO | Doors | SL | Sliding |  | 289 | DOSL-289 | DOOR: sliding, bi-parting, 2 leaves, 2300 clear opening, fully glazed, frameless |  |  | 1 | DOOR | TRUE | FALSE | FALSE
DO | Doors | SL | Sliding | DOSL-001 | 01 | DOSL-001.01 | DOOR: sliding, 1 leaf, 800 clear opening, solid |  |  | 1 | DOOR | TRUE | FALSE | FALSE
DO | Doors | SL | Sliding | DOSL-001 | 02 | DOSL-001.02 | DOOR: sliding, 1 leaf, 800 clear opening, solid, shielded |  |  | 1 | DOOR | TRUE | FALSE | FALSE
DO | Doors | SL | Sliding | DOSL-001 | 03 | DOSL-001.03 | DOOR: sliding, 1 leaf, 800 clear opening, solid, fire rated |  |  | 1 | DOOR | TRUE | FALSE | FALSE
DO | Doors | SL | Sliding | DOSL-001 | 04 | DOSL-001.04 | DOOR: sliding, 1 leaf, 800 clear opening, solid, fire rated, shielded |  |  | 1 | DOOR | TRUE | FALSE | FALSE
DO | Doors | SL | Sliding | DOSL-002 | 01 | DOSL-002.01 | DOOR: sliding, 1 leaf, 850 clear opening, solid | DWSC-002 | DOOR: 850mm c/o, single leaf, sliding, solid core, paint | 1 | DOOR | TRUE | FALSE | FALSE
DO | Doors | SL | Sliding | DOSL-002 | 02 | DOSL-002.02 | DOOR: sliding, 1 leaf, 850 clear opening, solid, shielded |  |  | 1 | DOOR | TRUE | FALSE | FALSE
DO | Doors | SL | Sliding | DOSL-002 | 03 | DOSL-002.03 | DOOR: sliding, 1 leaf, 850 clear opening, solid, fire rated |  |  | 1 | DOOR | TRUE | FALSE | FALSE
DO | Doors | SL | Sliding | DOSL-002 | 04 | DOSL-002.04 | DOOR: sliding, 1 leaf, 850 clear opening, solid, fire rated, shielded |  |  | 1 | DOOR | TRUE | FALSE | FALSE
DO | Doors | SL | Sliding | DOSL-003 | 01 | DOSL-003.01 | DOOR: sliding, 1 leaf, 900 clear opening, solid |  |  | 1 | DOOR | TRUE | FALSE | FALSE
DO | Doors | SL | Sliding | DOSL-003 | 02 | DOSL-003.02 | DOOR: sliding, 1 leaf, 900 clear opening, solid, shielded |  |  | 1 | DOOR | TRUE | FALSE | FALSE
DO | Doors | SL | Sliding | DOSL-003 | 03 | DOSL-003.03 | DOOR: sliding, 1 leaf, 900 clear opening, solid, fire rated |  |  | 1 | DOOR | TRUE | FALSE | FALSE
DO | Doors | SL | Sliding | DOSL-003 | 04 | DOSL-003.04 | DOOR: sliding, 1 leaf, 900 clear opening, solid, fire rated, shielded |  |  | 1 | DOOR | TRUE | FALSE | FALSE
DO | Doors | SL | Sliding | DOSL-004 | 01 | DOSL-004.01 | DOOR: sliding, 1 leaf, 950 clear opening, solid |  |  | 1 | DOOR | TRUE | FALSE | FALSE
DO | Doors | SL | Sliding | DOSL-004 | 02 | DOSL-004.02 | DOOR: sliding, 1 leaf, 950 clear opening, solid, shielded |  |  | 1 | DOOR | TRUE | FALSE | FALSE
DO | Doors | SL | Sliding | DOSL-004 | 03 | DOSL-004.03 | DOOR: sliding, 1 leaf, 950 clear opening, solid, fire rated |  |  | 1 | DOOR | TRUE | FALSE | FALSE
DO | Doors | SL | Sliding | DOSL-004 | 04 | DOSL-004.04 | DOOR: sliding, 1 leaf, 950 clear opening, solid, fire rated, shielded |  |  | 1 | DOOR | TRUE | FALSE | FALSE
DO | Doors | SL | Sliding | DOSL-005 | 01 | DOSL-005.01 | DOOR: sliding, 1 leaf, 1000 clear opening, solid |  |  | 1 | DOOR | TRUE | FALSE | FALSE
DO | Doors | SL | Sliding | DOSL-005 | 02 | DOSL-005.02 | DOOR: sliding, 1 leaf, 1000 clear opening, solid, shielded |  |  | 1 | DOOR | TRUE | FALSE | FALSE
DO | Doors | SL | Sliding | DOSL-005 | 03 | DOSL-005.03 | DOOR: sliding, 1 leaf, 1000 clear opening, solid, fire rated |  |  | 1 | DOOR | TRUE | FALSE | FALSE
DO | Doors | SL | Sliding | DOSL-005 | 04 | DOSL-005.04 | DOOR: sliding, 1 leaf, 1000 clear opening, solid, fire rated, shielded |  |  | 1 | DOOR | TRUE | FALSE | FALSE
DO | Doors | SL | Sliding | DOSL-006 | 01 | DOSL-006.01 | DOOR: sliding, 1 leaf, 1050 clear opening, solid |  |  | 1 | DOOR | TRUE | FALSE | FALSE
DO | Doors | SL | Sliding | DOSL-006 | 02 | DOSL-006.02 | DOOR: sliding, 1 leaf, 1050 clear opening, solid, shielded |  |  | 1 | DOOR | TRUE | FALSE | FALSE
DO | Doors | SL | Sliding | DOSL-006 | 03 | DOSL-006.03 | DOOR: sliding, 1 leaf, 1050 clear opening, solid, fire rated |  |  | 1 | DOOR | TRUE | FALSE | FALSE
DO | Doors | SL | Sliding | DOSL-006 | 04 | DOSL-006.04 | DOOR: sliding, 1 leaf, 1050 clear opening, solid, fire rated, shielded |  |  | 1 | DOOR | TRUE | FALSE | FALSE
DO | Doors | SL | Sliding | DOSL-007 | 01 | DOSL-007.01 | DOOR: sliding, 1 leaf, 1100 clear opening, solid |  |  | 1 | DOOR | TRUE | FALSE | FALSE
DO | Doors | SL | Sliding | DOSL-007 | 02 | DOSL-007.02 | DOOR: sliding, 1 leaf, 1100 clear opening, solid, shielded |  |  | 1 | DOOR | TRUE | FALSE | FALSE
DO | Doors | SL | Sliding | DOSL-007 | 03 | DOSL-007.03 | DOOR: sliding, 1 leaf, 1100 clear opening, solid, fire rated |  |  | 1 | DOOR | TRUE | FALSE | FALSE
DO | Doors | SL | Sliding | DOSL-007 | 04 | DOSL-007.04 | DOOR: sliding, 1 leaf, 1100 clear opening, solid, fire rated, shielded |  |  | 1 | DOOR | TRUE | FALSE | FALSE
DO | Doors | SL | Sliding | DOSL-008 | 01 | DOSL-008.01 | DOOR: sliding, 1 leaf, 1150 clear opening, solid |  |  | 1 | DOOR | TRUE | FALSE | FALSE
DO | Doors | SL | Sliding | DOSL-008 | 02 | DOSL-008.02 | DOOR: sliding, 1 leaf, 1150 clear opening, solid, shielded |  |  | 1 | DOOR | TRUE | FALSE | FALSE
DO | Doors | SL | Sliding | DOSL-008 | 03 | DOSL-008.03 | DOOR: sliding, 1 leaf, 1150 clear opening, solid, fire rated |  |  | 1 | DOOR | TRUE | FALSE | FALSE
DO | Doors | SL | Sliding | DOSL-008 | 04 | DOSL-008.04 | DOOR: sliding, 1 leaf, 1150 clear opening, solid, fire rated, shielded |  |  | 1 | DOOR | TRUE | FALSE | FALSE
DO | Doors | SL | Sliding | DOSL-009 | 01 | DOSL-009.01 | DOOR: sliding, 1 leaf, 1200 clear opening, solid |  |  | 1 | DOOR | TRUE | FALSE | FALSE
DO | Doors | SL | Sliding | DOSL-009 | 02 | DOSL-009.02 | DOOR: sliding, 1 leaf, 1200 clear opening, solid, shielded |  |  | 1 | DOOR | TRUE | FALSE | FALSE
DO | Doors | SL | Sliding | DOSL-009 | 03 | DOSL-009.03 | DOOR: sliding, 1 leaf, 1200 clear opening, solid, fire rated |  |  | 1 | DOOR | TRUE | FALSE | FALSE
DO | Doors | SL | Sliding | DOSL-009 | 04 | DOSL-009.04 | DOOR: sliding, 1 leaf, 1200 clear opening, solid, fire rated, shielded |  |  | 1 | DOOR | TRUE | FALSE | FALSE
DO | Doors | SL | Sliding | DOSL-011 | 01 | DOSL-011.01 | DOOR: sliding, 1 leaf, 800 clear opening, solid, standard vision panel |  |  | 1 | DOOR | TRUE | FALSE | FALSE
DO | Doors | SL | Sliding | DOSL-011 | 02 | DOSL-011.02 | DOOR: sliding, 1 leaf, 800 clear opening, solid, standard vision panel, with integral blind |  |  | 1 | DOOR | TRUE | FALSE | FALSE
DO | Doors | SL | Sliding | DOSL-011 | 03 | DOSL-011.03 | DOOR: sliding, 1 leaf, 800 clear opening, solid, standard vision panel, with cover |  |  | 1 | DOOR | TRUE | FALSE | FALSE
DO | Doors | SL | Sliding | DOSL-011 | 04 | DOSL-011.04 | DOOR: sliding, 1 leaf, 800 clear opening, solid, standard vision panel, with switchable glass |  |  | 1 | DOOR | TRUE | FALSE | FALSE
DO | Doors | SL | Sliding | DOSL-011 | 05 | DOSL-011.05 | DOOR: sliding, 1 leaf, 800 clear opening, solid, shielded, standard vision panel, lead glass |  |  | 1 | DOOR | TRUE | FALSE | FALSE
DO | Doors | SL | Sliding | DOSL-011 | 06 | DOSL-011.06 | DOOR: sliding, 1 leaf, 800 clear opening, solid, shielded, standard vision panel, lead glass, with integral blind |  |  | 1 | DOOR | TRUE | FALSE | FALSE
DO | Doors | SL | Sliding | DOSL-011 | 07 | DOSL-011.07 | DOOR: sliding, 1 leaf, 800 clear opening, solid, shielded, standard vision panel, lead glass, with cover |  |  | 1 | DOOR | TRUE | FALSE | FALSE
DO | Doors | SL | Sliding | DOSL-012 | 01 | DOSL-012.01 | DOOR: sliding, 1 leaf, 850 clear opening, solid, standard vision panel |  |  | 1 | DOOR | TRUE | FALSE | FALSE
DO | Doors | SL | Sliding | DOSL-012 | 02 | DOSL-012.02 | DOOR: sliding, 1 leaf, 850 clear opening, solid, standard vision panel, with integral blind |  |  | 1 | DOOR | TRUE | FALSE | FALSE
DO | Doors | SL | Sliding | DOSL-012 | 03 | DOSL-012.03 | DOOR: sliding, 1 leaf, 850 clear opening, solid, standard vision panel, with cover |  |  | 1 | DOOR | TRUE | FALSE | FALSE
DO | Doors | SL | Sliding | DOSL-012 | 04 | DOSL-012.04 | DOOR: sliding, 1 leaf, 850 clear opening, solid, standard vision panel, with switchable glass |  |  | 1 | DOOR | TRUE | FALSE | FALSE
DO | Doors | SL | Sliding | DOSL-012 | 05 | DOSL-012.05 | DOOR: sliding, 1 leaf, 850 clear opening, solid, shielded, standard vision panel, lead glass |  |  | 1 | DOOR | TRUE | FALSE | FALSE
DO | Doors | SL | Sliding | DOSL-012 | 06 | DOSL-012.06 | DOOR: sliding, 1 leaf, 850 clear opening, solid, shielded, standard vision panel, lead glass, with integral blind |  |  | 1 | DOOR | TRUE | FALSE | FALSE
DO | Doors | SL | Sliding | DOSL-012 | 07 | DOSL-012.07 | DOOR: sliding, 1 leaf, 850 clear opening, solid, shielded, standard vision panel, lead glass, with cover |  |  | 1 | DOOR | TRUE | FALSE | FALSE
DO | Doors | SL | Sliding | DOSL-013 | 01 | DOSL-013.01 | DOOR: sliding, 1 leaf, 900 clear opening, solid, standard vision panel |  |  | 1 | DOOR | TRUE | FALSE | FALSE
DO | Doors | SL | Sliding | DOSL-013 | 02 | DOSL-013.02 | DOOR: sliding, 1 leaf, 900 clear opening, solid, standard vision panel, with integral blind |  |  | 1 | DOOR | TRUE | FALSE | FALSE
DO | Doors | SL | Sliding | DOSL-013 | 03 | DOSL-013.03 | DOOR: sliding, 1 leaf, 900 clear opening, solid, standard vision panel, with cover |  |  | 1 | DOOR | TRUE | FALSE | FALSE
DO | Doors | SL | Sliding | DOSL-013 | 04 | DOSL-013.04 | DOOR: sliding, 1 leaf, 900 clear opening, solid, standard vision panel, with switchable glass |  |  | 1 | DOOR | TRUE | FALSE | FALSE
DO | Doors | SL | Sliding | DOSL-013 | 05 | DOSL-013.05 | DOOR: sliding, 1 leaf, 900 clear opening, solid, shielded, standard vision panel, lead glass |  |  | 1 | DOOR | TRUE | FALSE | FALSE
DO | Doors | SL | Sliding | DOSL-013 | 06 | DOSL-013.06 | DOOR: sliding, 1 leaf, 900 clear opening, solid, shielded, standard vision panel, lead glass, with integral blind |  |  | 1 | DOOR | TRUE | FALSE | FALSE
DO | Doors | SL | Sliding | DOSL-013 | 07 | DOSL-013.07 | DOOR: sliding, 1 leaf, 900 clear opening, solid, shielded, standard vision panel, lead glass, with cover |  |  | 1 | DOOR | TRUE | FALSE | FALSE
DO | Doors | SL | Sliding | DOSL-014 | 01 | DOSL-014.01 | DOOR: sliding, 1 leaf, 950 clear opening, solid, standard vision panel |  |  | 1 | DOOR | TRUE | FALSE | FALSE
DO | Doors | SL | Sliding | DOSL-014 | 02 | DOSL-014.02 | DOOR: sliding, 1 leaf, 950 clear opening, solid, standard vision panel, with integral blind |  |  | 1 | DOOR | TRUE | FALSE | FALSE
DO | Doors | SL | Sliding | DOSL-014 | 03 | DOSL-014.03 | DOOR: sliding, 1 leaf, 950 clear opening, solid, standard vision panel, with cover |  |  | 1 | DOOR | TRUE | FALSE | FALSE
DO | Doors | SL | Sliding | DOSL-014 | 04 | DOSL-014.04 | DOOR: sliding, 1 leaf, 950 clear opening, solid, standard vision panel, with switchable glass |  |  | 1 | DOOR | TRUE | FALSE | FALSE
DO | Doors | SL | Sliding | DOSL-014 | 05 | DOSL-014.05 | DOOR: sliding, 1 leaf, 950 clear opening, solid, shielded, standard vision panel, lead glass |  |  | 1 | DOOR | TRUE | FALSE | FALSE
DO | Doors | SL | Sliding | DOSL-014 | 06 | DOSL-014.06 | DOOR: sliding, 1 leaf, 950 clear opening, solid, shielded, standard vision panel, lead glass, with integral blind |  |  | 1 | DOOR | TRUE | FALSE | FALSE
DO | Doors | SL | Sliding | DOSL-014 | 07 | DOSL-014.07 | DOOR: sliding, 1 leaf, 950 clear opening, solid, shielded, standard vision panel, lead glass, with cover |  |  | 1 | DOOR | TRUE | FALSE | FALSE
DO | Doors | SL | Sliding | DOSL-015 | 01 | DOSL-015.01 | DOOR: sliding, 1 leaf, 1000 clear opening, solid, standard vision panel |  |  | 1 | DOOR | TRUE | FALSE | FALSE
DO | Doors | SL | Sliding | DOSL-015 | 02 | DOSL-015.02 | DOOR: sliding, 1 leaf, 1000 clear opening, solid, standard vision panel, with integral blind |  |  | 1 | DOOR | TRUE | FALSE | FALSE
DO | Doors | SL | Sliding | DOSL-015 | 03 | DOSL-015.03 | DOOR: sliding, 1 leaf, 1000 clear opening, solid, standard vision panel, with cover |  |  | 1 | DOOR | TRUE | FALSE | FALSE
DO | Doors | SL | Sliding | DOSL-015 | 04 | DOSL-015.04 | DOOR: sliding, 1 leaf, 1000 clear opening, solid, standard vision panel, with switchable glass |  |  | 1 | DOOR | TRUE | FALSE | FALSE
DO | Doors | SL | Sliding | DOSL-015 | 05 | DOSL-015.05 | DOOR: sliding, 1 leaf, 1000 clear opening, solid, shielded, standard vision panel, lead glass |  |  | 1 | DOOR | TRUE | FALSE | FALSE
DO | Doors | SL | Sliding | DOSL-015 | 06 | DOSL-015.06 | DOOR: sliding, 1 leaf, 1000 clear opening, solid, shielded, standard vision panel, lead glass, with integral blind |  |  | 1 | DOOR | TRUE | FALSE | FALSE
DO | Doors | SL | Sliding | DOSL-015 | 07 | DOSL-015.07 | DOOR: sliding, 1 leaf, 1000 clear opening, solid, shielded, standard vision panel, lead glass, with cover |  |  | 1 | DOOR | TRUE | FALSE | FALSE
DO | Doors | SL | Sliding | DOSL-016 | 01 | DOSL-016.01 | DOOR: sliding, 1 leaf, 1050 clear opening, solid, standard vision panel |  |  | 1 | DOOR | TRUE | FALSE | FALSE
DO | Doors | SL | Sliding | DOSL-016 | 02 | DOSL-016.02 | DOOR: sliding, 1 leaf, 1050 clear opening, solid, standard vision panel, with integral blind |  |  | 1 | DOOR | TRUE | FALSE | FALSE
DO | Doors | SL | Sliding | DOSL-016 | 03 | DOSL-016.03 | DOOR: sliding, 1 leaf, 1050 clear opening, solid, standard vision panel, with cover |  |  | 1 | DOOR | TRUE | FALSE | FALSE
DO | Doors | SL | Sliding | DOSL-016 | 04 | DOSL-016.04 | DOOR: sliding, 1 leaf, 1050 clear opening, solid, standard vision panel, with switchable glass |  |  | 1 | DOOR | TRUE | FALSE | FALSE
DO | Doors | SL | Sliding | DOSL-016 | 05 | DOSL-016.05 | DOOR: sliding, 1 leaf, 1050 clear opening, solid, shielded, standard vision panel, lead glass |  |  | 1 | DOOR | TRUE | FALSE | FALSE
DO | Doors | SL | Sliding | DOSL-016 | 06 | DOSL-016.06 | DOOR: sliding, 1 leaf, 1050 clear opening, solid, shielded, standard vision panel, lead glass, with integral blind |  |  | 1 | DOOR | TRUE | FALSE | FALSE
DO | Doors | SL | Sliding | DOSL-016 | 07 | DOSL-016.07 | DOOR: sliding, 1 leaf, 1050 clear opening, solid, shielded, standard vision panel, lead glass, with cover |  |  | 1 | DOOR | TRUE | FALSE | FALSE
DO | Doors | SL | Sliding | DOSL-017 | 01 | DOSL-017.01 | DOOR: sliding, 1 leaf, 1100 clear opening, solid, standard vision panel |  |  | 1 | DOOR | TRUE | FALSE | FALSE
DO | Doors | SL | Sliding | DOSL-017 | 02 | DOSL-017.02 | DOOR: sliding, 1 leaf, 1100 clear opening, solid, standard vision panel, with integral blind |  |  | 1 | DOOR | TRUE | FALSE | FALSE
DO | Doors | SL | Sliding | DOSL-017 | 03 | DOSL-017.03 | DOOR: sliding, 1 leaf, 1100 clear opening, solid, standard vision panel, with cover |  |  | 1 | DOOR | TRUE | FALSE | FALSE
DO | Doors | SL | Sliding | DOSL-017 | 04 | DOSL-017.04 | DOOR: sliding, 1 leaf, 1100 clear opening, solid, standard vision panel, with switchable glass |  |  | 1 | DOOR | TRUE | FALSE | FALSE
DO | Doors | SL | Sliding | DOSL-017 | 05 | DOSL-017.05 | DOOR: sliding, 1 leaf, 1100 clear opening, solid, shielded, standard vision panel, lead glass |  |  | 1 | DOOR | TRUE | FALSE | FALSE
DO | Doors | SL | Sliding | DOSL-017 | 06 | DOSL-017.06 | DOOR: sliding, 1 leaf, 1100 clear opening, solid, shielded, standard vision panel, lead glass, with integral blind |  |  | 1 | DOOR | TRUE | FALSE | FALSE
DO | Doors | SL | Sliding | DOSL-017 | 07 | DOSL-017.07 | DOOR: sliding, 1 leaf, 1100 clear opening, solid, shielded, standard vision panel, lead glass, with cover |  |  | 1 | DOOR | TRUE | FALSE | FALSE
DO | Doors | SL | Sliding | DOSL-018 | 01 | DOSL-018.01 | DOOR: sliding, 1 leaf, 1150 clear opening, solid, standard vision panel |  |  | 1 | DOOR | TRUE | FALSE | FALSE
DO | Doors | SL | Sliding | DOSL-018 | 02 | DOSL-018.02 | DOOR: sliding, 1 leaf, 1150 clear opening, solid, standard vision panel, with integral blind |  |  | 1 | DOOR | TRUE | FALSE | FALSE
DO | Doors | SL | Sliding | DOSL-018 | 03 | DOSL-018.03 | DOOR: sliding, 1 leaf, 1150 clear opening, solid, standard vision panel, with cover |  |  | 1 | DOOR | TRUE | FALSE | FALSE
DO | Doors | SL | Sliding | DOSL-018 | 04 | DOSL-018.04 | DOOR: sliding, 1 leaf, 1150 clear opening, solid, standard vision panel, with switchable glass |  |  | 1 | DOOR | TRUE | FALSE | FALSE
DO | Doors | SL | Sliding | DOSL-018 | 05 | DOSL-018.05 | DOOR: sliding, 1 leaf, 1150 clear opening, solid, shielded, standard vision panel, lead glass |  |  | 1 | DOOR | TRUE | FALSE | FALSE
DO | Doors | SL | Sliding | DOSL-018 | 06 | DOSL-018.06 | DOOR: sliding, 1 leaf, 1150 clear opening, solid, shielded, standard vision panel, lead glass, with integral blind |  |  | 1 | DOOR | TRUE | FALSE | FALSE
DO | Doors | SL | Sliding | DOSL-018 | 07 | DOSL-018.07 | DOOR: sliding, 1 leaf, 1150 clear opening, solid, shielded, standard vision panel, lead glass, with cover |  |  | 1 | DOOR | TRUE | FALSE | FALSE
DO | Doors | SL | Sliding | DOSL-019 | 01 | DOSL-019.01 | DOOR: sliding, 1 leaf, 1200 clear opening, solid, standard vision panel |  |  | 1 | DOOR | TRUE | FALSE | FALSE
DO | Doors | SL | Sliding | DOSL-019 | 02 | DOSL-019.02 | DOOR: sliding, 1 leaf, 1200 clear opening, solid, standard vision panel, with integral blind |  |  | 1 | DOOR | TRUE | FALSE | FALSE
DO | Doors | SL | Sliding | DOSL-019 | 03 | DOSL-019.03 | DOOR: sliding, 1 leaf, 1200 clear opening, solid, standard vision panel, with cover |  |  | 1 | DOOR | TRUE | FALSE | FALSE
DO | Doors | SL | Sliding | DOSL-019 | 04 | DOSL-019.04 | DOOR: sliding, 1 leaf, 1200 clear opening, solid, standard vision panel, with switchable glass |  |  | 1 | DOOR | TRUE | FALSE | FALSE
DO | Doors | SL | Sliding | DOSL-019 | 05 | DOSL-019.05 | DOOR: sliding, 1 leaf, 1200 clear opening, solid, shielded, standard vision panel, lead glass |  |  | 1 | DOOR | TRUE | FALSE | FALSE
DO | Doors | SL | Sliding | DOSL-019 | 06 | DOSL-019.06 | DOOR: sliding, 1 leaf, 1200 clear opening, solid, shielded, standard vision panel, lead glass, with integral blind |  |  | 1 | DOOR | TRUE | FALSE | FALSE
DO | Doors | SL | Sliding | DOSL-019 | 07 | DOSL-019.07 | DOOR: sliding, 1 leaf, 1200 clear opening, solid, shielded, standard vision panel, lead glass, with cover |  |  | 1 | DOOR | TRUE | FALSE | FALSE
DO | Doors | SL | Sliding | DOSL-021 | 01 | DOSL-021.01 | DOOR: sliding, 1 leaf, 800 clear opening, solid, small vision panel |  |  | 1 | DOOR | TRUE | FALSE | FALSE
DO | Doors | SL | Sliding | DOSL-021 | 02 | DOSL-021.02 | DOOR: sliding, 1 leaf, 800 clear opening, solid, small vision panel, with integral blind |  |  | 1 | DOOR | TRUE | FALSE | FALSE
DO | Doors | SL | Sliding | DOSL-021 | 03 | DOSL-021.03 | DOOR: sliding, 1 leaf, 800 clear opening, solid, small vision panel, with cover |  |  | 1 | DOOR | TRUE | FALSE | FALSE
DO | Doors | SL | Sliding | DOSL-021 | 04 | DOSL-021.04 | DOOR: sliding, 1 leaf, 800 clear opening, solid, small vision panel, with switchable glass |  |  | 1 | DOOR | TRUE | FALSE | FALSE
DO | Doors | SL | Sliding | DOSL-021 | 05 | DOSL-021.05 | DOOR: sliding, 1 leaf, 800 clear opening, solid, shielded, small vision panel, lead glass |  |  | 1 | DOOR | TRUE | FALSE | FALSE
DO | Doors | SL | Sliding | DOSL-021 | 06 | DOSL-021.06 | DOOR: sliding, 1 leaf, 800 clear opening, solid, shielded, small vision panel, lead glass, with integral blind |  |  | 1 | DOOR | TRUE | FALSE | FALSE
DO | Doors | SL | Sliding | DOSL-021 | 07 | DOSL-021.07 | DOOR: sliding, 1 leaf, 800 clear opening, solid, shielded, small vision panel, lead glass, with cover |  |  | 1 | DOOR | TRUE | FALSE | FALSE
DO | Doors | SL | Sliding | DOSL-022 | 01 | DOSL-022.01 | DOOR: sliding, 1 leaf, 850 clear opening, solid, small vision panel |  |  | 1 | DOOR | TRUE | FALSE | FALSE
DO | Doors | SL | Sliding | DOSL-022 | 02 | DOSL-022.02 | DOOR: sliding, 1 leaf, 850 clear opening, solid, small vision panel, with integral blind |  |  | 1 | DOOR | TRUE | FALSE | FALSE
DO | Doors | SL | Sliding | DOSL-022 | 03 | DOSL-022.03 | DOOR: sliding, 1 leaf, 850 clear opening, solid, small vision panel, with cover |  |  | 1 | DOOR | TRUE | FALSE | FALSE
DO | Doors | SL | Sliding | DOSL-022 | 04 | DOSL-022.04 | DOOR: sliding, 1 leaf, 850 clear opening, solid, small vision panel, with switchable glass |  |  | 1 | DOOR | TRUE | FALSE | FALSE
DO | Doors | SL | Sliding | DOSL-022 | 05 | DOSL-022.05 | DOOR: sliding, 1 leaf, 850 clear opening, solid, shielded, small vision panel, lead glass |  |  | 1 | DOOR | TRUE | FALSE | FALSE
DO | Doors | SL | Sliding | DOSL-022 | 06 | DOSL-022.06 | DOOR: sliding, 1 leaf, 850 clear opening, solid, shielded, small vision panel, lead glass, with integral blind |  |  | 1 | DOOR | TRUE | FALSE | FALSE
DO | Doors | SL | Sliding | DOSL-022 | 07 | DOSL-022.07 | DOOR: sliding, 1 leaf, 850 clear opening, solid, shielded, small vision panel, lead glass, with cover |  |  | 1 | DOOR | TRUE | FALSE | FALSE
DO | Doors | SL | Sliding | DOSL-023 | 01 | DOSL-023.01 | DOOR: sliding, 1 leaf, 900 clear opening, solid, small vision panel |  |  | 1 | DOOR | TRUE | FALSE | FALSE
DO | Doors | SL | Sliding | DOSL-023 | 02 | DOSL-023.02 | DOOR: sliding, 1 leaf, 900 clear opening, solid, small vision panel, with integral blind |  |  | 1 | DOOR | TRUE | FALSE | FALSE
DO | Doors | SL | Sliding | DOSL-023 | 03 | DOSL-023.03 | DOOR: sliding, 1 leaf, 900 clear opening, solid, small vision panel, with cover |  |  | 1 | DOOR | TRUE | FALSE | FALSE
DO | Doors | SL | Sliding | DOSL-023 | 04 | DOSL-023.04 | DOOR: sliding, 1 leaf, 900 clear opening, solid, small vision panel, with switchable glass |  |  | 1 | DOOR | TRUE | FALSE | FALSE
DO | Doors | SL | Sliding | DOSL-023 | 05 | DOSL-023.05 | DOOR: sliding, 1 leaf, 900 clear opening, solid, shielded, small vision panel, lead glass |  |  | 1 | DOOR | TRUE | FALSE | FALSE
DO | Doors | SL | Sliding | DOSL-023 | 06 | DOSL-023.06 | DOOR: sliding, 1 leaf, 900 clear opening, solid, shielded, small vision panel, lead glass, with integral blind |  |  | 1 | DOOR | TRUE | FALSE | FALSE
DO | Doors | SL | Sliding | DOSL-023 | 07 | DOSL-023.07 | DOOR: sliding, 1 leaf, 900 clear opening, solid, shielded, small vision panel, lead glass, with cover |  |  | 1 | DOOR | TRUE | FALSE | FALSE
DO | Doors | SL | Sliding | DOSL-024 | 01 | DOSL-024.01 | DOOR: sliding, 1 leaf, 950 clear opening, solid, small vision panel |  |  | 1 | DOOR | TRUE | FALSE | FALSE
DO | Doors | SL | Sliding | DOSL-024 | 02 | DOSL-024.02 | DOOR: sliding, 1 leaf, 950 clear opening, solid, small vision panel, with integral blind |  |  | 1 | DOOR | TRUE | FALSE | FALSE
DO | Doors | SL | Sliding | DOSL-024 | 03 | DOSL-024.03 | DOOR: sliding, 1 leaf, 950 clear opening, solid, small vision panel, with cover |  |  | 1 | DOOR | TRUE | FALSE | FALSE
DO | Doors | SL | Sliding | DOSL-024 | 04 | DOSL-024.04 | DOOR: sliding, 1 leaf, 950 clear opening, solid, small vision panel, with switchable glass |  |  | 1 | DOOR | TRUE | FALSE | FALSE
DO | Doors | SL | Sliding | DOSL-024 | 05 | DOSL-024.05 | DOOR: sliding, 1 leaf, 950 clear opening, solid, shielded, small vision panel, lead glass |  |  | 1 | DOOR | TRUE | FALSE | FALSE
DO | Doors | SL | Sliding | DOSL-024 | 06 | DOSL-024.06 | DOOR: sliding, 1 leaf, 950 clear opening, solid, shielded, small vision panel, lead glass, with integral blind |  |  | 1 | DOOR | TRUE | FALSE | FALSE
DO | Doors | SL | Sliding | DOSL-024 | 07 | DOSL-024.07 | DOOR: sliding, 1 leaf, 950 clear opening, solid, shielded, small vision panel, lead glass, with cover |  |  | 1 | DOOR | TRUE | FALSE | FALSE
DO | Doors | SL | Sliding | DOSL-025 | 01 | DOSL-025.01 | DOOR: sliding, 1 leaf, 1000 clear opening, solid, small vision panel |  |  | 1 | DOOR | TRUE | FALSE | FALSE
DO | Doors | SL | Sliding | DOSL-025 | 02 | DOSL-025.02 | DOOR: sliding, 1 leaf, 1000 clear opening, solid, small vision panel, with integral blind |  |  | 1 | DOOR | TRUE | FALSE | FALSE
DO | Doors | SL | Sliding | DOSL-025 | 03 | DOSL-025.03 | DOOR: sliding, 1 leaf, 1000 clear opening, solid, small vision panel, with cover |  |  | 1 | DOOR | TRUE | FALSE | FALSE
DO | Doors | SL | Sliding | DOSL-025 | 04 | DOSL-025.04 | DOOR: sliding, 1 leaf, 1000 clear opening, solid, small vision panel, with switchable glass |  |  | 1 | DOOR | TRUE | FALSE | FALSE
DO | Doors | SL | Sliding | DOSL-025 | 05 | DOSL-025.05 | DOOR: sliding, 1 leaf, 1000 clear opening, solid, shielded, small vision panel, lead glass |  |  | 1 | DOOR | TRUE | FALSE | FALSE
DO | Doors | SL | Sliding | DOSL-025 | 06 | DOSL-025.06 | DOOR: sliding, 1 leaf, 1000 clear opening, solid, shielded, small vision panel, lead glass, with integral blind |  |  | 1 | DOOR | TRUE | FALSE | FALSE
DO | Doors | SL | Sliding | DOSL-025 | 07 | DOSL-025.07 | DOOR: sliding, 1 leaf, 1000 clear opening, solid, shielded, small vision panel, lead glass, with cover |  |  | 1 | DOOR | TRUE | FALSE | FALSE
DO | Doors | SL | Sliding | DOSL-026 | 01 | DOSL-026.01 | DOOR: sliding, 1 leaf, 1050 clear opening, solid, small vision panel |  |  | 1 | DOOR | TRUE | FALSE | FALSE
DO | Doors | SL | Sliding | DOSL-026 | 02 | DOSL-026.02 | DOOR: sliding, 1 leaf, 1050 clear opening, solid, small vision panel, with integral blind |  |  | 1 | DOOR | TRUE | FALSE | FALSE
DO | Doors | SL | Sliding | DOSL-026 | 03 | DOSL-026.03 | DOOR: sliding, 1 leaf, 1050 clear opening, solid, small vision panel, with cover |  |  | 1 | DOOR | TRUE | FALSE | FALSE
DO | Doors | SL | Sliding | DOSL-026 | 04 | DOSL-026.04 | DOOR: sliding, 1 leaf, 1050 clear opening, solid, small vision panel, with switchable glass |  |  | 1 | DOOR | TRUE | FALSE | FALSE
DO | Doors | SL | Sliding | DOSL-026 | 05 | DOSL-026.05 | DOOR: sliding, 1 leaf, 1050 clear opening, solid, shielded, small vision panel, lead glass |  |  | 1 | DOOR | TRUE | FALSE | FALSE
DO | Doors | SL | Sliding | DOSL-026 | 06 | DOSL-026.06 | DOOR: sliding, 1 leaf, 1050 clear opening, solid, shielded, small vision panel, lead glass, with integral blind |  |  | 1 | DOOR | TRUE | FALSE | FALSE
DO | Doors | SL | Sliding | DOSL-026 | 07 | DOSL-026.07 | DOOR: sliding, 1 leaf, 1050 clear opening, solid, shielded, small vision panel, lead glass, with cover |  |  | 1 | DOOR | TRUE | FALSE | FALSE
DO | Doors | SL | Sliding | DOSL-027 | 01 | DOSL-027.01 | DOOR: sliding, 1 leaf, 1100 clear opening, solid, small vision panel |  |  | 1 | DOOR | TRUE | FALSE | FALSE
DO | Doors | SL | Sliding | DOSL-027 | 02 | DOSL-027.02 | DOOR: sliding, 1 leaf, 1100 clear opening, solid, small vision panel, with integral blind |  |  | 1 | DOOR | TRUE | FALSE | FALSE
DO | Doors | SL | Sliding | DOSL-027 | 03 | DOSL-027.03 | DOOR: sliding, 1 leaf, 1100 clear opening, solid, small vision panel, with cover |  |  | 1 | DOOR | TRUE | FALSE | FALSE
DO | Doors | SL | Sliding | DOSL-027 | 04 | DOSL-027.04 | DOOR: sliding, 1 leaf, 1100 clear opening, solid, small vision panel, with switchable glass |  |  | 1 | DOOR | TRUE | FALSE | FALSE
DO | Doors | SL | Sliding | DOSL-027 | 05 | DOSL-027.05 | DOOR: sliding, 1 leaf, 1100 clear opening, solid, shielded, small vision panel, lead glass |  |  | 1 | DOOR | TRUE | FALSE | FALSE
DO | Doors | SL | Sliding | DOSL-027 | 06 | DOSL-027.06 | DOOR: sliding, 1 leaf, 1100 clear opening, solid, shielded, small vision panel, lead glass, with integral blind |  |  | 1 | DOOR | TRUE | FALSE | FALSE
DO | Doors | SL | Sliding | DOSL-027 | 07 | DOSL-027.07 | DOOR: sliding, 1 leaf, 1100 clear opening, solid, shielded, small vision panel, lead glass, with cover |  |  | 1 | DOOR | TRUE | FALSE | FALSE
DO | Doors | SL | Sliding | DOSL-028 | 01 | DOSL-028.01 | DOOR: sliding, 1 leaf, 1150 clear opening, solid, small vision panel |  |  | 1 | DOOR | TRUE | FALSE | FALSE
DO | Doors | SL | Sliding | DOSL-028 | 02 | DOSL-028.02 | DOOR: sliding, 1 leaf, 1150 clear opening, solid, small vision panel, with integral blind |  |  | 1 | DOOR | TRUE | FALSE | FALSE
DO | Doors | SL | Sliding | DOSL-028 | 03 | DOSL-028.03 | DOOR: sliding, 1 leaf, 1150 clear opening, solid, small vision panel, with cover |  |  | 1 | DOOR | TRUE | FALSE | FALSE
DO | Doors | SL | Sliding | DOSL-028 | 04 | DOSL-028.04 | DOOR: sliding, 1 leaf, 1150 clear opening, solid, small vision panel, with switchable glass |  |  | 1 | DOOR | TRUE | FALSE | FALSE
DO | Doors | SL | Sliding | DOSL-028 | 05 | DOSL-028.05 | DOOR: sliding, 1 leaf, 1150 clear opening, solid, shielded, small vision panel, lead glass |  |  | 1 | DOOR | TRUE | FALSE | FALSE
DO | Doors | SL | Sliding | DOSL-028 | 06 | DOSL-028.06 | DOOR: sliding, 1 leaf, 1150 clear opening, solid, shielded, small vision panel, lead glass, with integral blind |  |  | 1 | DOOR | TRUE | FALSE | FALSE
DO | Doors | SL | Sliding | DOSL-028 | 07 | DOSL-028.07 | DOOR: sliding, 1 leaf, 1150 clear opening, solid, shielded, small vision panel, lead glass, with cover |  |  | 1 | DOOR | TRUE | FALSE | FALSE
DO | Doors | SL | Sliding | DOSL-029 | 01 | DOSL-029.01 | DOOR: sliding, 1 leaf, 1200 clear opening, solid, small vision panel |  |  | 1 | DOOR | TRUE | FALSE | FALSE
DO | Doors | SL | Sliding | DOSL-029 | 02 | DOSL-029.02 | DOOR: sliding, 1 leaf, 1200 clear opening, solid, small vision panel, with integral blind |  |  | 1 | DOOR | TRUE | FALSE | FALSE
DO | Doors | SL | Sliding | DOSL-029 | 03 | DOSL-029.03 | DOOR: sliding, 1 leaf, 1200 clear opening, solid, small vision panel, with cover |  |  | 1 | DOOR | TRUE | FALSE | FALSE
DO | Doors | SL | Sliding | DOSL-029 | 04 | DOSL-029.04 | DOOR: sliding, 1 leaf, 1200 clear opening, solid, small vision panel, with switchable glass |  |  | 1 | DOOR | TRUE | FALSE | FALSE
DO | Doors | SL | Sliding | DOSL-029 | 05 | DOSL-029.05 | DOOR: sliding, 1 leaf, 1200 clear opening, solid, shielded, small vision panel, lead glass |  |  | 1 | DOOR | TRUE | FALSE | FALSE
DO | Doors | SL | Sliding | DOSL-029 | 06 | DOSL-029.06 | DOOR: sliding, 1 leaf, 1200 clear opening, solid, shielded, small vision panel, lead glass, with integral blind |  |  | 1 | DOOR | TRUE | FALSE | FALSE
DO | Doors | SL | Sliding | DOSL-029 | 07 | DOSL-029.07 | DOOR: sliding, 1 leaf, 1200 clear opening, solid, shielded, small vision panel, lead glass, with cover |  |  | 1 | DOOR | TRUE | FALSE | FALSE
DO | Doors | SL | Sliding | DOSL-031 | 01 | DOSL-031.01 | DOOR: sliding, 1 leaf, 800 clear opening, solid, tall vision panel |  |  | 1 | DOOR | TRUE | FALSE | FALSE
DO | Doors | SL | Sliding | DOSL-031 | 02 | DOSL-031.02 | DOOR: sliding, 1 leaf, 800 clear opening, solid, tall vision panel, with integral blind |  |  | 1 | DOOR | TRUE | FALSE | FALSE
DO | Doors | SL | Sliding | DOSL-031 | 03 | DOSL-031.03 | DOOR: sliding, 1 leaf, 800 clear opening, solid, tall vision panel, with switchable glass |  |  | 1 | DOOR | TRUE | FALSE | FALSE
DO | Doors | SL | Sliding | DOSL-031 | 04 | DOSL-031.04 | DOOR: sliding, 1 leaf, 800 clear opening, solid, shielded, tall vision panel, lead glass |  |  | 1 | DOOR | TRUE | FALSE | FALSE
DO | Doors | SL | Sliding | DOSL-031 | 05 | DOSL-031.05 | DOOR: sliding, 1 leaf, 800 clear opening, solid, shielded, tall vision panel, lead glass, with integral blind |  |  | 1 | DOOR | TRUE | FALSE | FALSE
DO | Doors | SL | Sliding | DOSL-032 | 01 | DOSL-032.01 | DOOR: sliding, 1 leaf, 850 clear opening, solid, tall vision panel |  |  | 1 | DOOR | TRUE | FALSE | FALSE
DO | Doors | SL | Sliding | DOSL-032 | 02 | DOSL-032.02 | DOOR: sliding, 1 leaf, 850 clear opening, solid, tall vision panel, with integral blind |  |  | 1 | DOOR | TRUE | FALSE | FALSE
DO | Doors | SL | Sliding | DOSL-032 | 03 | DOSL-032.03 | DOOR: sliding, 1 leaf, 850 clear opening, solid, tall vision panel, with switchable glass |  |  | 1 | DOOR | TRUE | FALSE | FALSE
DO | Doors | SL | Sliding | DOSL-032 | 04 | DOSL-032.04 | DOOR: sliding, 1 leaf, 850 clear opening, solid, shielded, tall vision panel, lead glass |  |  | 1 | DOOR | TRUE | FALSE | FALSE
DO | Doors | SL | Sliding | DOSL-032 | 05 | DOSL-032.05 | DOOR: sliding, 1 leaf, 850 clear opening, solid, shielded, tall vision panel, lead glass, with integral blind |  |  | 1 | DOOR | TRUE | FALSE | FALSE
DO | Doors | SL | Sliding | DOSL-033 | 01 | DOSL-033.01 | DOOR: sliding, 1 leaf, 900 clear opening, solid, tall vision panel |  |  | 1 | DOOR | TRUE | FALSE | FALSE
DO | Doors | SL | Sliding | DOSL-033 | 02 | DOSL-033.02 | DOOR: sliding, 1 leaf, 900 clear opening, solid, tall vision panel, with integral blind |  |  | 1 | DOOR | TRUE | FALSE | FALSE
DO | Doors | SL | Sliding | DOSL-033 | 03 | DOSL-033.03 | DOOR: sliding, 1 leaf, 900 clear opening, solid, tall vision panel, with switchable glass |  |  | 1 | DOOR | TRUE | FALSE | FALSE
DO | Doors | SL | Sliding | DOSL-033 | 04 | DOSL-033.04 | DOOR: sliding, 1 leaf, 900 clear opening, solid, shielded, tall vision panel, lead glass |  |  | 1 | DOOR | TRUE | FALSE | FALSE
DO | Doors | SL | Sliding | DOSL-033 | 05 | DOSL-033.05 | DOOR: sliding, 1 leaf, 900 clear opening, solid, shielded, tall vision panel, lead glass, with integral blind |  |  | 1 | DOOR | TRUE | FALSE | FALSE
DO | Doors | SL | Sliding | DOSL-034 | 01 | DOSL-034.01 | DOOR: sliding, 1 leaf, 950 clear opening, solid, tall vision panel |  |  | 1 | DOOR | TRUE | FALSE | FALSE
DO | Doors | SL | Sliding | DOSL-034 | 02 | DOSL-034.02 | DOOR: sliding, 1 leaf, 950 clear opening, solid, tall vision panel, with integral blind |  |  | 1 | DOOR | TRUE | FALSE | FALSE
DO | Doors | SL | Sliding | DOSL-034 | 03 | DOSL-034.03 | DOOR: sliding, 1 leaf, 950 clear opening, solid, tall vision panel, with switchable glass |  |  | 1 | DOOR | TRUE | FALSE | FALSE
DO | Doors | SL | Sliding | DOSL-034 | 04 | DOSL-034.04 | DOOR: sliding, 1 leaf, 950 clear opening, solid, shielded, tall vision panel, lead glass |  |  | 1 | DOOR | TRUE | FALSE | FALSE
DO | Doors | SL | Sliding | DOSL-034 | 05 | DOSL-034.05 | DOOR: sliding, 1 leaf, 950 clear opening, solid, shielded, tall vision panel, lead glass, with integral blind |  |  | 1 | DOOR | TRUE | FALSE | FALSE
DO | Doors | SL | Sliding | DOSL-035 | 01 | DOSL-035.01 | DOOR: sliding, 1 leaf, 1000 clear opening, solid, tall vision panel |  |  | 1 | DOOR | TRUE | FALSE | FALSE
DO | Doors | SL | Sliding | DOSL-035 | 02 | DOSL-035.02 | DOOR: sliding, 1 leaf, 1000 clear opening, solid, tall vision panel, with integral blind |  |  | 1 | DOOR | TRUE | FALSE | FALSE
DO | Doors | SL | Sliding | DOSL-035 | 03 | DOSL-035.03 | DOOR: sliding, 1 leaf, 1000 clear opening, solid, tall vision panel, with switchable glass |  |  | 1 | DOOR | TRUE | FALSE | FALSE
DO | Doors | SL | Sliding | DOSL-035 | 04 | DOSL-035.04 | DOOR: sliding, 1 leaf, 1000 clear opening, solid, shielded, tall vision panel, lead glass |  |  | 1 | DOOR | TRUE | FALSE | FALSE
DO | Doors | SL | Sliding | DOSL-035 | 05 | DOSL-035.05 | DOOR: sliding, 1 leaf, 1000 clear opening, solid, shielded, tall vision panel, lead glass, with integral blind |  |  | 1 | DOOR | TRUE | FALSE | FALSE
DO | Doors | SL | Sliding | DOSL-036 | 01 | DOSL-036.01 | DOOR: sliding, 1 leaf, 1050 clear opening, solid, tall vision panel |  |  | 1 | DOOR | TRUE | FALSE | FALSE
DO | Doors | SL | Sliding | DOSL-036 | 02 | DOSL-036.02 | DOOR: sliding, 1 leaf, 1050 clear opening, solid, tall vision panel, with integral blind |  |  | 1 | DOOR | TRUE | FALSE | FALSE
DO | Doors | SL | Sliding | DOSL-036 | 03 | DOSL-036.03 | DOOR: sliding, 1 leaf, 1050 clear opening, solid, tall vision panel, with switchable glass |  |  | 1 | DOOR | TRUE | FALSE | FALSE
DO | Doors | SL | Sliding | DOSL-036 | 04 | DOSL-036.04 | DOOR: sliding, 1 leaf, 1050 clear opening, solid, shielded, tall vision panel, lead glass |  |  | 1 | DOOR | TRUE | FALSE | FALSE
DO | Doors | SL | Sliding | DOSL-036 | 05 | DOSL-036.05 | DOOR: sliding, 1 leaf, 1050 clear opening, solid, shielded, tall vision panel, lead glass, with integral blind |  |  | 1 | DOOR | TRUE | FALSE | FALSE
DO | Doors | SL | Sliding | DOSL-037 | 01 | DOSL-037.01 | DOOR: sliding, 1 leaf, 1100 clear opening, solid, tall vision panel |  |  | 1 | DOOR | TRUE | FALSE | FALSE
DO | Doors | SL | Sliding | DOSL-037 | 02 | DOSL-037.02 | DOOR: sliding, 1 leaf, 1100 clear opening, solid, tall vision panel, with integral blind |  |  | 1 | DOOR | TRUE | FALSE | FALSE
DO | Doors | SL | Sliding | DOSL-037 | 03 | DOSL-037.03 | DOOR: sliding, 1 leaf, 1100 clear opening, solid, tall vision panel, with switchable glass |  |  | 1 | DOOR | TRUE | FALSE | FALSE
DO | Doors | SL | Sliding | DOSL-037 | 04 | DOSL-037.04 | DOOR: sliding, 1 leaf, 1100 clear opening, solid, shielded, tall vision panel, lead glass |  |  | 1 | DOOR | TRUE | FALSE | FALSE
DO | Doors | SL | Sliding | DOSL-037 | 05 | DOSL-037.05 | DOOR: sliding, 1 leaf, 1100 clear opening, solid, shielded, tall vision panel, lead glass, with integral blind |  |  | 1 | DOOR | TRUE | FALSE | FALSE
DO | Doors | SL | Sliding | DOSL-038 | 01 | DOSL-038.01 | DOOR: sliding, 1 leaf, 1150 clear opening, solid, tall vision panel |  |  | 1 | DOOR | TRUE | FALSE | FALSE
DO | Doors | SL | Sliding | DOSL-038 | 02 | DOSL-038.02 | DOOR: sliding, 1 leaf, 1150 clear opening, solid, tall vision panel, with integral blind |  |  | 1 | DOOR | TRUE | FALSE | FALSE
DO | Doors | SL | Sliding | DOSL-038 | 03 | DOSL-038.03 | DOOR: sliding, 1 leaf, 1150 clear opening, solid, tall vision panel, with switchable glass |  |  | 1 | DOOR | TRUE | FALSE | FALSE
DO | Doors | SL | Sliding | DOSL-038 | 04 | DOSL-038.04 | DOOR: sliding, 1 leaf, 1150 clear opening, solid, shielded, tall vision panel, lead glass |  |  | 1 | DOOR | TRUE | FALSE | FALSE
DO | Doors | SL | Sliding | DOSL-038 | 05 | DOSL-038.05 | DOOR: sliding, 1 leaf, 1150 clear opening, solid, shielded, tall vision panel, lead glass, with integral blind |  |  | 1 | DOOR | TRUE | FALSE | FALSE
DO | Doors | SL | Sliding | DOSL-039 | 01 | DOSL-039.01 | DOOR: sliding, 1 leaf, 1200 clear opening, solid, tall vision panel |  |  | 1 | DOOR | TRUE | FALSE | FALSE
DO | Doors | SL | Sliding | DOSL-039 | 02 | DOSL-039.02 | DOOR: sliding, 1 leaf, 1200 clear opening, solid, tall vision panel, with integral blind |  |  | 1 | DOOR | TRUE | FALSE | FALSE
DO | Doors | SL | Sliding | DOSL-039 | 03 | DOSL-039.03 | DOOR: sliding, 1 leaf, 1200 clear opening, solid, tall vision panel, with switchable glass |  |  | 1 | DOOR | TRUE | FALSE | FALSE
DO | Doors | SL | Sliding | DOSL-039 | 04 | DOSL-039.04 | DOOR: sliding, 1 leaf, 1200 clear opening, solid, shielded, tall vision panel, lead glass |  |  | 1 | DOOR | TRUE | FALSE | FALSE
DO | Doors | SL | Sliding | DOSL-039 | 05 | DOSL-039.05 | DOOR: sliding, 1 leaf, 1200 clear opening, solid, shielded, tall vision panel, lead glass, with integral blind |  |  | 1 | DOOR | TRUE | FALSE | FALSE
DO | Doors | SL | Sliding | DOSL-041 | 01 | DOSL-041.01 | DOOR: sliding, 1 leaf, 800 clear opening, solid, wide vision panel |  |  | 1 | DOOR | TRUE | FALSE | FALSE
DO | Doors | SL | Sliding | DOSL-041 | 02 | DOSL-041.02 | DOOR: sliding, 1 leaf, 800 clear opening, solid, wide vision panel, with integral blind |  |  | 1 | DOOR | TRUE | FALSE | FALSE
DO | Doors | SL | Sliding | DOSL-041 | 03 | DOSL-041.03 | DOOR: sliding, 1 leaf, 800 clear opening, solid, wide vision panel, with switchable glass |  |  | 1 | DOOR | TRUE | FALSE | FALSE
DO | Doors | SL | Sliding | DOSL-041 | 04 | DOSL-041.04 | DOOR: sliding, 1 leaf, 800 clear opening, solid, shielded, wide vision panel, lead glass |  |  | 1 | DOOR | TRUE | FALSE | FALSE
DO | Doors | SL | Sliding | DOSL-041 | 05 | DOSL-041.05 | DOOR: sliding, 1 leaf, 800 clear opening, solid, shielded, wide vision panel, lead glass, with integral blind |  |  | 1 | DOOR | TRUE | FALSE | FALSE
DO | Doors | SL | Sliding | DOSL-042 | 01 | DOSL-042.01 | DOOR: sliding, 1 leaf, 850 clear opening, solid, wide vision panel |  |  | 1 | DOOR | TRUE | FALSE | FALSE
DO | Doors | SL | Sliding | DOSL-042 | 02 | DOSL-042.02 | DOOR: sliding, 1 leaf, 850 clear opening, solid, wide vision panel, with integral blind |  |  | 1 | DOOR | TRUE | FALSE | FALSE
DO | Doors | SL | Sliding | DOSL-042 | 03 | DOSL-042.03 | DOOR: sliding, 1 leaf, 850 clear opening, solid, wide vision panel, with switchable glass |  |  | 1 | DOOR | TRUE | FALSE | FALSE
DO | Doors | SL | Sliding | DOSL-042 | 04 | DOSL-042.04 | DOOR: sliding, 1 leaf, 850 clear opening, solid, shielded, wide vision panel, lead glass |  |  | 1 | DOOR | TRUE | FALSE | FALSE
DO | Doors | SL | Sliding | DOSL-042 | 05 | DOSL-042.05 | DOOR: sliding, 1 leaf, 850 clear opening, solid, shielded, wide vision panel, lead glass, with integral blind |  |  | 1 | DOOR | TRUE | FALSE | FALSE
DO | Doors | SL | Sliding | DOSL-043 | 01 | DOSL-043.01 | DOOR: sliding, 1 leaf, 900 clear opening, solid, wide vision panel |  |  | 1 | DOOR | TRUE | FALSE | FALSE
DO | Doors | SL | Sliding | DOSL-043 | 02 | DOSL-043.02 | DOOR: sliding, 1 leaf, 900 clear opening, solid, wide vision panel, with integral blind |  |  | 1 | DOOR | TRUE | FALSE | FALSE
DO | Doors | SL | Sliding | DOSL-043 | 03 | DOSL-043.03 | DOOR: sliding, 1 leaf, 900 clear opening, solid, wide vision panel, with switchable glass |  |  | 1 | DOOR | TRUE | FALSE | FALSE
DO | Doors | SL | Sliding | DOSL-043 | 04 | DOSL-043.04 | DOOR: sliding, 1 leaf, 900 clear opening, solid, shielded, wide vision panel, lead glass |  |  | 1 | DOOR | TRUE | FALSE | FALSE
DO | Doors | SL | Sliding | DOSL-043 | 05 | DOSL-043.05 | DOOR: sliding, 1 leaf, 900 clear opening, solid, shielded, wide vision panel, lead glass, with integral blind |  |  | 1 | DOOR | TRUE | FALSE | FALSE
DO | Doors | SL | Sliding | DOSL-044 | 01 | DOSL-044.01 | DOOR: sliding, 1 leaf, 950 clear opening, solid, wide vision panel |  |  | 1 | DOOR | TRUE | FALSE | FALSE
DO | Doors | SL | Sliding | DOSL-044 | 02 | DOSL-044.02 | DOOR: sliding, 1 leaf, 950 clear opening, solid, wide vision panel, with integral blind |  |  | 1 | DOOR | TRUE | FALSE | FALSE
DO | Doors | SL | Sliding | DOSL-044 | 03 | DOSL-044.03 | DOOR: sliding, 1 leaf, 950 clear opening, solid, wide vision panel, with switchable glass |  |  | 1 | DOOR | TRUE | FALSE | FALSE
DO | Doors | SL | Sliding | DOSL-044 | 04 | DOSL-044.04 | DOOR: sliding, 1 leaf, 950 clear opening, solid, shielded, wide vision panel, lead glass |  |  | 1 | DOOR | TRUE | FALSE | FALSE
DO | Doors | SL | Sliding | DOSL-044 | 05 | DOSL-044.05 | DOOR: sliding, 1 leaf, 950 clear opening, solid, shielded, wide vision panel, lead glass, with integral blind |  |  | 1 | DOOR | TRUE | FALSE | FALSE
DO | Doors | SL | Sliding | DOSL-045 | 01 | DOSL-045.01 | DOOR: sliding, 1 leaf, 1000 clear opening, solid, wide vision panel |  |  | 1 | DOOR | TRUE | FALSE | FALSE
DO | Doors | SL | Sliding | DOSL-045 | 02 | DOSL-045.02 | DOOR: sliding, 1 leaf, 1000 clear opening, solid, wide vision panel, with integral blind |  |  | 1 | DOOR | TRUE | FALSE | FALSE
DO | Doors | SL | Sliding | DOSL-045 | 03 | DOSL-045.03 | DOOR: sliding, 1 leaf, 1000 clear opening, solid, wide vision panel, with switchable glass |  |  | 1 | DOOR | TRUE | FALSE | FALSE
DO | Doors | SL | Sliding | DOSL-045 | 04 | DOSL-045.04 | DOOR: sliding, 1 leaf, 1000 clear opening, solid, shielded, wide vision panel, lead glass |  |  | 1 | DOOR | TRUE | FALSE | FALSE
DO | Doors | SL | Sliding | DOSL-045 | 05 | DOSL-045.05 | DOOR: sliding, 1 leaf, 1000 clear opening, solid, shielded, wide vision panel, lead glass, with integral blind |  |  | 1 | DOOR | TRUE | FALSE | FALSE
DO | Doors | SL | Sliding | DOSL-046 | 01 | DOSL-046.01 | DOOR: sliding, 1 leaf, 1050 clear opening, solid, wide vision panel |  |  | 1 | DOOR | TRUE | FALSE | FALSE
DO | Doors | SL | Sliding | DOSL-046 | 02 | DOSL-046.02 | DOOR: sliding, 1 leaf, 1050 clear opening, solid, wide vision panel, with integral blind |  |  | 1 | DOOR | TRUE | FALSE | FALSE
DO | Doors | SL | Sliding | DOSL-046 | 03 | DOSL-046.03 | DOOR: sliding, 1 leaf, 1050 clear opening, solid, wide vision panel, with switchable glass |  |  | 1 | DOOR | TRUE | FALSE | FALSE
DO | Doors | SL | Sliding | DOSL-046 | 04 | DOSL-046.04 | DOOR: sliding, 1 leaf, 1050 clear opening, solid, shielded, wide vision panel, lead glass |  |  | 1 | DOOR | TRUE | FALSE | FALSE
DO | Doors | SL | Sliding | DOSL-046 | 05 | DOSL-046.05 | DOOR: sliding, 1 leaf, 1050 clear opening, solid, shielded, wide vision panel, lead glass, with integral blind |  |  | 1 | DOOR | TRUE | FALSE | FALSE
DO | Doors | SL | Sliding | DOSL-047 | 01 | DOSL-047.01 | DOOR: sliding, 1 leaf, 1100 clear opening, solid, wide vision panel |  |  | 1 | DOOR | TRUE | FALSE | FALSE
DO | Doors | SL | Sliding | DOSL-047 | 02 | DOSL-047.02 | DOOR: sliding, 1 leaf, 1100 clear opening, solid, wide vision panel, with integral blind |  |  | 1 | DOOR | TRUE | FALSE | FALSE
DO | Doors | SL | Sliding | DOSL-047 | 03 | DOSL-047.03 | DOOR: sliding, 1 leaf, 1100 clear opening, solid, wide vision panel, with switchable glass |  |  | 1 | DOOR | TRUE | FALSE | FALSE
DO | Doors | SL | Sliding | DOSL-047 | 04 | DOSL-047.04 | DOOR: sliding, 1 leaf, 1100 clear opening, solid, shielded, wide vision panel, lead glass |  |  | 1 | DOOR | TRUE | FALSE | FALSE
DO | Doors | SL | Sliding | DOSL-047 | 05 | DOSL-047.05 | DOOR: sliding, 1 leaf, 1100 clear opening, solid, shielded, wide vision panel, lead glass, with integral blind |  |  | 1 | DOOR | TRUE | FALSE | FALSE
DO | Doors | SL | Sliding | DOSL-048 | 01 | DOSL-048.01 | DOOR: sliding, 1 leaf, 1150 clear opening, solid, wide vision panel |  |  | 1 | DOOR | TRUE | FALSE | FALSE
DO | Doors | SL | Sliding | DOSL-048 | 02 | DOSL-048.02 | DOOR: sliding, 1 leaf, 1150 clear opening, solid, wide vision panel, with integral blind |  |  | 1 | DOOR | TRUE | FALSE | FALSE
DO | Doors | SL | Sliding | DOSL-048 | 03 | DOSL-048.03 | DOOR: sliding, 1 leaf, 1150 clear opening, solid, wide vision panel, with switchable glass |  |  | 1 | DOOR | TRUE | FALSE | FALSE
DO | Doors | SL | Sliding | DOSL-048 | 04 | DOSL-048.04 | DOOR: sliding, 1 leaf, 1150 clear opening, solid, shielded, wide vision panel, lead glass |  |  | 1 | DOOR | TRUE | FALSE | FALSE
DO | Doors | SL | Sliding | DOSL-048 | 05 | DOSL-048.05 | DOOR: sliding, 1 leaf, 1150 clear opening, solid, shielded, wide vision panel, lead glass, with integral blind |  |  | 1 | DOOR | TRUE | FALSE | FALSE
DO | Doors | SL | Sliding | DOSL-049 | 01 | DOSL-049.01 | DOOR: sliding, 1 leaf, 1200 clear opening, solid, wide vision panel |  |  | 1 | DOOR | TRUE | FALSE | FALSE
DO | Doors | SL | Sliding | DOSL-049 | 02 | DOSL-049.02 | DOOR: sliding, 1 leaf, 1200 clear opening, solid, wide vision panel, with integral blind |  |  | 1 | DOOR | TRUE | FALSE | FALSE
DO | Doors | SL | Sliding | DOSL-049 | 03 | DOSL-049.03 | DOOR: sliding, 1 leaf, 1200 clear opening, solid, wide vision panel, with switchable glass |  |  | 1 | DOOR | TRUE | FALSE | FALSE
DO | Doors | SL | Sliding | DOSL-049 | 04 | DOSL-049.04 | DOOR: sliding, 1 leaf, 1200 clear opening, solid, shielded, wide vision panel, lead glass |  |  | 1 | DOOR | TRUE | FALSE | FALSE
DO | Doors | SL | Sliding | DOSL-049 | 05 | DOSL-049.05 | DOOR: sliding, 1 leaf, 1200 clear opening, solid, shielded, wide vision panel, lead glass, with integral blind |  |  | 1 | DOOR | TRUE | FALSE | FALSE
DO | Doors | SL | Sliding | DOSL-051 | 01 | DOSL-051.01 | DOOR: sliding, 1 leaf, 800 clear opening, solid, fire rated, fire vision panel |  |  | 1 | DOOR | TRUE | FALSE | FALSE
DO | Doors | SL | Sliding | DOSL-051 | 02 | DOSL-051.02 | DOOR: sliding, 1 leaf, 800 clear opening, solid, fire rated, fire vision panel, with cover |  |  | 1 | DOOR | TRUE | FALSE | FALSE
DO | Doors | SL | Sliding | DOSL-051 | 03 | DOSL-051.03 | DOOR: sliding, 1 leaf, 800 clear opening, solid, fire rated, shielded, fire vision panel, lead glass |  |  | 1 | DOOR | TRUE | FALSE | FALSE
DO | Doors | SL | Sliding | DOSL-051 | 04 | DOSL-051.04 | DOOR: sliding, 1 leaf, 800 clear opening, solid, fire rated, shielded, fire vision panel, lead glass, with cover |  |  | 1 | DOOR | TRUE | FALSE | FALSE
DO | Doors | SL | Sliding | DOSL-052 | 01 | DOSL-052.01 | DOOR: sliding, 1 leaf, 850 clear opening, solid, fire rated, fire vision panel |  |  | 1 | DOOR | TRUE | FALSE | FALSE
DO | Doors | SL | Sliding | DOSL-052 | 02 | DOSL-052.02 | DOOR: sliding, 1 leaf, 850 clear opening, solid, fire rated, fire vision panel, with cover |  |  | 1 | DOOR | TRUE | FALSE | FALSE
DO | Doors | SL | Sliding | DOSL-052 | 03 | DOSL-052.03 | DOOR: sliding, 1 leaf, 850 clear opening, solid, fire rated, shielded, fire vision panel, lead glass |  |  | 1 | DOOR | TRUE | FALSE | FALSE
DO | Doors | SL | Sliding | DOSL-052 | 04 | DOSL-052.04 | DOOR: sliding, 1 leaf, 850 clear opening, solid, fire rated, shielded, fire vision panel, lead glass, with cover |  |  | 1 | DOOR | TRUE | FALSE | FALSE
DO | Doors | SL | Sliding | DOSL-053 | 01 | DOSL-053.01 | DOOR: sliding, 1 leaf, 900 clear opening, solid, fire rated, fire vision panel |  |  | 1 | DOOR | TRUE | FALSE | FALSE
DO | Doors | SL | Sliding | DOSL-053 | 02 | DOSL-053.02 | DOOR: sliding, 1 leaf, 900 clear opening, solid, fire rated, fire vision panel, with cover |  |  | 1 | DOOR | TRUE | FALSE | FALSE
DO | Doors | SL | Sliding | DOSL-053 | 03 | DOSL-053.03 | DOOR: sliding, 1 leaf, 900 clear opening, solid, fire rated, shielded, fire vision panel, lead glass |  |  | 1 | DOOR | TRUE | FALSE | FALSE
DO | Doors | SL | Sliding | DOSL-053 | 04 | DOSL-053.04 | DOOR: sliding, 1 leaf, 900 clear opening, solid, fire rated, shielded, fire vision panel, lead glass, with cover |  |  | 1 | DOOR | TRUE | FALSE | FALSE
DO | Doors | SL | Sliding | DOSL-054 | 01 | DOSL-054.01 | DOOR: sliding, 1 leaf, 950 clear opening, solid, fire rated, fire vision panel |  |  | 1 | DOOR | TRUE | FALSE | FALSE
DO | Doors | SL | Sliding | DOSL-054 | 02 | DOSL-054.02 | DOOR: sliding, 1 leaf, 950 clear opening, solid, fire rated, fire vision panel, with cover |  |  | 1 | DOOR | TRUE | FALSE | FALSE
DO | Doors | SL | Sliding | DOSL-054 | 03 | DOSL-054.03 | DOOR: sliding, 1 leaf, 950 clear opening, solid, fire rated, shielded, fire vision panel, lead glass |  |  | 1 | DOOR | TRUE | FALSE | FALSE
DO | Doors | SL | Sliding | DOSL-054 | 04 | DOSL-054.04 | DOOR: sliding, 1 leaf, 950 clear opening, solid, fire rated, shielded, fire vision panel, lead glass, with cover |  |  | 1 | DOOR | TRUE | FALSE | FALSE
DO | Doors | SL | Sliding | DOSL-055 | 01 | DOSL-055.01 | DOOR: sliding, 1 leaf, 1000 clear opening, solid, fire rated, fire vision panel |  |  | 1 | DOOR | TRUE | FALSE | FALSE
DO | Doors | SL | Sliding | DOSL-055 | 02 | DOSL-055.02 | DOOR: sliding, 1 leaf, 1000 clear opening, solid, fire rated, fire vision panel, with cover |  |  | 1 | DOOR | TRUE | FALSE | FALSE
DO | Doors | SL | Sliding | DOSL-055 | 03 | DOSL-055.03 | DOOR: sliding, 1 leaf, 1000 clear opening, solid, fire rated, shielded, fire vision panel, lead glass |  |  | 1 | DOOR | TRUE | FALSE | FALSE
DO | Doors | SL | Sliding | DOSL-055 | 04 | DOSL-055.04 | DOOR: sliding, 1 leaf, 1000 clear opening, solid, fire rated, shielded, fire vision panel, lead glass, with cover |  |  | 1 | DOOR | TRUE | FALSE | FALSE
DO | Doors | SL | Sliding | DOSL-056 | 01 | DOSL-056.01 | DOOR: sliding, 1 leaf, 1050 clear opening, solid, fire rated, fire vision panel |  |  | 1 | DOOR | TRUE | FALSE | FALSE
DO | Doors | SL | Sliding | DOSL-056 | 02 | DOSL-056.02 | DOOR: sliding, 1 leaf, 1050 clear opening, solid, fire rated, fire vision panel, with cover |  |  | 1 | DOOR | TRUE | FALSE | FALSE
DO | Doors | SL | Sliding | DOSL-056 | 03 | DOSL-056.03 | DOOR: sliding, 1 leaf, 1050 clear opening, solid, fire rated, shielded, fire vision panel, lead glass |  |  | 1 | DOOR | TRUE | FALSE | FALSE
DO | Doors | SL | Sliding | DOSL-056 | 04 | DOSL-056.04 | DOOR: sliding, 1 leaf, 1050 clear opening, solid, fire rated, shielded, fire vision panel, lead glass, with cover |  |  | 1 | DOOR | TRUE | FALSE | FALSE
DO | Doors | SL | Sliding | DOSL-057 | 01 | DOSL-057.01 | DOOR: sliding, 1 leaf, 1100 clear opening, solid, fire rated, fire vision panel |  |  | 1 | DOOR | TRUE | FALSE | FALSE
DO | Doors | SL | Sliding | DOSL-057 | 02 | DOSL-057.02 | DOOR: sliding, 1 leaf, 1100 clear opening, solid, fire rated, fire vision panel, with cover |  |  | 1 | DOOR | TRUE | FALSE | FALSE
DO | Doors | SL | Sliding | DOSL-057 | 03 | DOSL-057.03 | DOOR: sliding, 1 leaf, 1100 clear opening, solid, fire rated, shielded, fire vision panel, lead glass |  |  | 1 | DOOR | TRUE | FALSE | FALSE
DO | Doors | SL | Sliding | DOSL-057 | 04 | DOSL-057.04 | DOOR: sliding, 1 leaf, 1100 clear opening, solid, fire rated, shielded, fire vision panel, lead glass, with cover |  |  | 1 | DOOR | TRUE | FALSE | FALSE
DO | Doors | SL | Sliding | DOSL-058 | 01 | DOSL-058.01 | DOOR: sliding, 1 leaf, 1150 clear opening, solid, fire rated, fire vision panel |  |  | 1 | DOOR | TRUE | FALSE | FALSE
DO | Doors | SL | Sliding | DOSL-058 | 02 | DOSL-058.02 | DOOR: sliding, 1 leaf, 1150 clear opening, solid, fire rated, fire vision panel, with cover |  |  | 1 | DOOR | TRUE | FALSE | FALSE
DO | Doors | SL | Sliding | DOSL-058 | 03 | DOSL-058.03 | DOOR: sliding, 1 leaf, 1150 clear opening, solid, fire rated, shielded, fire vision panel, lead glass |  |  | 1 | DOOR | TRUE | FALSE | FALSE
DO | Doors | SL | Sliding | DOSL-058 | 04 | DOSL-058.04 | DOOR: sliding, 1 leaf, 1150 clear opening, solid, fire rated, shielded, fire vision panel, lead glass, with cover |  |  | 1 | DOOR | TRUE | FALSE | FALSE
DO | Doors | SL | Sliding | DOSL-059 | 01 | DOSL-059.01 | DOOR: sliding, 1 leaf, 1200 clear opening, solid, fire rated, fire vision panel |  |  | 1 | DOOR | TRUE | FALSE | FALSE
DO | Doors | SL | Sliding | DOSL-059 | 02 | DOSL-059.02 | DOOR: sliding, 1 leaf, 1200 clear opening, solid, fire rated, fire vision panel, with cover |  |  | 1 | DOOR | TRUE | FALSE | FALSE
DO | Doors | SL | Sliding | DOSL-059 | 03 | DOSL-059.03 | DOOR: sliding, 1 leaf, 1200 clear opening, solid, fire rated, shielded, fire vision panel, lead glass |  |  | 1 | DOOR | TRUE | FALSE | FALSE
DO | Doors | SL | Sliding | DOSL-059 | 04 | DOSL-059.04 | DOOR: sliding, 1 leaf, 1200 clear opening, solid, fire rated, shielded, fire vision panel, lead glass, with cover |  |  | 1 | DOOR | TRUE | FALSE | FALSE
DO | Doors | SL | Sliding | DOSL-061 | 01 | DOSL-061.01 | DOOR: sliding, 1 leaf, 800 clear opening, fully glazed, framed |  |  | 1 | DOOR | TRUE | FALSE | FALSE
DO | Doors | SL | Sliding | DOSL-061 | 02 | DOSL-061.02 | DOOR: sliding, 1 leaf, 800 clear opening, fully glazed, framed, with integral blinds |  |  | 1 | DOOR | TRUE | FALSE | FALSE
DO | Doors | SL | Sliding | DOSL-061 | 03 | DOSL-061.03 | DOOR: sliding, 1 leaf, 800 clear opening, fully glazed, framed, with switchable glass |  |  | 1 | DOOR | TRUE | FALSE | FALSE
DO | Doors | SL | Sliding | DOSL-062 | 01 | DOSL-062.01 | DOOR: sliding, 1 leaf, 850 clear opening, fully glazed, framed |  |  | 1 | DOOR | TRUE | FALSE | FALSE
DO | Doors | SL | Sliding | DOSL-062 | 02 | DOSL-062.02 | DOOR: sliding, 1 leaf, 850 clear opening, fully glazed, framed, with integral blinds |  |  | 1 | DOOR | TRUE | FALSE | FALSE
DO | Doors | SL | Sliding | DOSL-062 | 03 | DOSL-062.03 | DOOR: sliding, 1 leaf, 850 clear opening, fully glazed, framed, with switchable glass |  |  | 1 | DOOR | TRUE | FALSE | FALSE
DO | Doors | SL | Sliding | DOSL-063 | 01 | DOSL-063.01 | DOOR: sliding, 1 leaf, 900 clear opening, fully glazed, framed |  |  | 1 | DOOR | TRUE | FALSE | FALSE
DO | Doors | SL | Sliding | DOSL-063 | 02 | DOSL-063.02 | DOOR: sliding, 1 leaf, 900 clear opening, fully glazed, framed, with integral blinds |  |  | 1 | DOOR | TRUE | FALSE | FALSE
DO | Doors | SL | Sliding | DOSL-063 | 03 | DOSL-063.03 | DOOR: sliding, 1 leaf, 900 clear opening, fully glazed, framed, with switchable glass |  |  | 1 | DOOR | TRUE | FALSE | FALSE
DO | Doors | SL | Sliding | DOSL-064 | 01 | DOSL-064.01 | DOOR: sliding, 1 leaf, 950 clear opening, fully glazed, framed |  |  | 1 | DOOR | TRUE | FALSE | FALSE
DO | Doors | SL | Sliding | DOSL-064 | 02 | DOSL-064.02 | DOOR: sliding, 1 leaf, 950 clear opening, fully glazed, framed, with integral blinds |  |  | 1 | DOOR | TRUE | FALSE | FALSE
DO | Doors | SL | Sliding | DOSL-064 | 03 | DOSL-064.03 | DOOR: sliding, 1 leaf, 950 clear opening, fully glazed, framed, with switchable glass |  |  | 1 | DOOR | TRUE | FALSE | FALSE
DO | Doors | SL | Sliding | DOSL-065 | 01 | DOSL-065.01 | DOOR: sliding, 1 leaf, 1000 clear opening, fully glazed, framed |  |  | 1 | DOOR | TRUE | FALSE | FALSE
DO | Doors | SL | Sliding | DOSL-065 | 02 | DOSL-065.02 | DOOR: sliding, 1 leaf, 1000 clear opening, fully glazed, framed, with integral blinds |  |  | 1 | DOOR | TRUE | FALSE | FALSE
DO | Doors | SL | Sliding | DOSL-065 | 03 | DOSL-065.03 | DOOR: sliding, 1 leaf, 1000 clear opening, fully glazed, framed, with switchable glass |  |  | 1 | DOOR | TRUE | FALSE | FALSE
DO | Doors | SL | Sliding | DOSL-066 | 01 | DOSL-066.01 | DOOR: sliding, 1 leaf, 1050 clear opening, fully glazed, framed |  |  | 1 | DOOR | TRUE | FALSE | FALSE
DO | Doors | SL | Sliding | DOSL-066 | 02 | DOSL-066.02 | DOOR: sliding, 1 leaf, 1050 clear opening, fully glazed, framed, with integral blinds |  |  | 1 | DOOR | TRUE | FALSE | FALSE
DO | Doors | SL | Sliding | DOSL-066 | 03 | DOSL-066.03 | DOOR: sliding, 1 leaf, 1050 clear opening, fully glazed, framed, with switchable glass |  |  | 1 | DOOR | TRUE | FALSE | FALSE
DO | Doors | SL | Sliding | DOSL-067 | 01 | DOSL-067.01 | DOOR: sliding, 1 leaf, 1100 clear opening, fully glazed, framed |  |  | 1 | DOOR | TRUE | FALSE | FALSE
DO | Doors | SL | Sliding | DOSL-067 | 02 | DOSL-067.02 | DOOR: sliding, 1 leaf, 1100 clear opening, fully glazed, framed, with integral blinds |  |  | 1 | DOOR | TRUE | FALSE | FALSE
DO | Doors | SL | Sliding | DOSL-067 | 03 | DOSL-067.03 | DOOR: sliding, 1 leaf, 1100 clear opening, fully glazed, framed, with switchable glass |  |  | 1 | DOOR | TRUE | FALSE | FALSE
DO | Doors | SL | Sliding | DOSL-068 | 01 | DOSL-068.01 | DOOR: sliding, 1 leaf, 1150 clear opening, fully glazed, framed |  |  | 1 | DOOR | TRUE | FALSE | FALSE
DO | Doors | SL | Sliding | DOSL-068 | 02 | DOSL-068.02 | DOOR: sliding, 1 leaf, 1150 clear opening, fully glazed, framed, with integral blinds |  |  | 1 | DOOR | TRUE | FALSE | FALSE
DO | Doors | SL | Sliding | DOSL-068 | 03 | DOSL-068.03 | DOOR: sliding, 1 leaf, 1150 clear opening, fully glazed, framed, with switchable glass |  |  | 1 | DOOR | TRUE | FALSE | FALSE
DO | Doors | SL | Sliding | DOSL-069 | 01 | DOSL-069.01 | DOOR: sliding, 1 leaf, 1200 clear opening, fully glazed, framed |  |  | 1 | DOOR | TRUE | FALSE | FALSE
DO | Doors | SL | Sliding | DOSL-069 | 02 | DOSL-069.02 | DOOR: sliding, 1 leaf, 1200 clear opening, fully glazed, framed, with integral blinds |  |  | 1 | DOOR | TRUE | FALSE | FALSE
DO | Doors | SL | Sliding | DOSL-069 | 03 | DOSL-069.03 | DOOR: sliding, 1 leaf, 1200 clear opening, fully glazed, framed, with switchable glass |  |  | 1 | DOOR | TRUE | FALSE | FALSE
DO | Doors | SL | Sliding | DOSL-071 | 01 | DOSL-071.01 | DOOR: sliding, 1 leaf, 800 clear opening, fully glazed, framed with mid-rail |  |  | 1 | DOOR | TRUE | FALSE | FALSE
DO | Doors | SL | Sliding | DOSL-071 | 02 | DOSL-071.02 | DOOR: sliding, 1 leaf, 800 clear opening, fully glazed, framed with mid-rail, with integral blinds |  |  | 1 | DOOR | TRUE | FALSE | FALSE
DO | Doors | SL | Sliding | DOSL-071 | 03 | DOSL-071.03 | DOOR: sliding, 1 leaf, 800 clear opening, fully glazed, framed with mid-rail, with switchable glass |  |  | 1 | DOOR | TRUE | FALSE | FALSE
DO | Doors | SL | Sliding | DOSL-072 | 01 | DOSL-072.01 | DOOR: sliding, 1 leaf, 850 clear opening, fully glazed, framed with mid-rail |  |  | 1 | DOOR | TRUE | FALSE | FALSE
DO | Doors | SL | Sliding | DOSL-072 | 02 | DOSL-072.02 | DOOR: sliding, 1 leaf, 850 clear opening, fully glazed, framed with mid-rail, with integral blinds |  |  | 1 | DOOR | TRUE | FALSE | FALSE
DO | Doors | SL | Sliding | DOSL-072 | 03 | DOSL-072.03 | DOOR: sliding, 1 leaf, 850 clear opening, fully glazed, framed with mid-rail, with switchable glass |  |  | 1 | DOOR | TRUE | FALSE | FALSE
DO | Doors | SL | Sliding | DOSL-073 | 01 | DOSL-073.01 | DOOR: sliding, 1 leaf, 900 clear opening, fully glazed, framed with mid-rail |  |  | 1 | DOOR | TRUE | FALSE | FALSE
DO | Doors | SL | Sliding | DOSL-073 | 02 | DOSL-073.02 | DOOR: sliding, 1 leaf, 900 clear opening, fully glazed, framed with mid-rail, with integral blinds |  |  | 1 | DOOR | TRUE | FALSE | TRUE
DO | Doors | SL | Sliding | DOSL-073 | 03 | DOSL-073.03 | DOOR: sliding, 1 leaf, 900 clear opening, fully glazed, framed with mid-rail, with switchable glass |  |  | 1 | DOOR | TRUE | FALSE | FALSE
DO | Doors | SL | Sliding | DOSL-074 | 01 | DOSL-074.01 | DOOR: sliding, 1 leaf, 950 clear opening, fully glazed, framed with mid-rail |  |  | 1 | DOOR | TRUE | FALSE | FALSE
DO | Doors | SL | Sliding | DOSL-074 | 02 | DOSL-074.02 | DOOR: sliding, 1 leaf, 950 clear opening, fully glazed, framed with mid-rail, with integral blinds |  |  | 1 | DOOR | TRUE | FALSE | FALSE
DO | Doors | SL | Sliding | DOSL-074 | 03 | DOSL-074.03 | DOOR: sliding, 1 leaf, 950 clear opening, fully glazed, framed with mid-rail, with switchable glass |  |  | 1 | DOOR | TRUE | FALSE | FALSE
DO | Doors | SL | Sliding | DOSL-075 | 01 | DOSL-075.01 | DOOR: sliding, 1 leaf, 1000 clear opening, fully glazed, framed with mid-rail |  |  | 1 | DOOR | TRUE | FALSE | FALSE
DO | Doors | SL | Sliding | DOSL-075 | 02 | DOSL-075.02 | DOOR: sliding, 1 leaf, 1000 clear opening, fully glazed, framed with mid-rail, with integral blinds |  |  | 1 | DOOR | TRUE | FALSE | FALSE
DO | Doors | SL | Sliding | DOSL-075 | 03 | DOSL-075.03 | DOOR: sliding, 1 leaf, 1000 clear opening, fully glazed, framed with mid-rail, with switchable glass |  |  | 1 | DOOR | TRUE | FALSE | FALSE
DO | Doors | SL | Sliding | DOSL-076 | 01 | DOSL-076.01 | DOOR: sliding, 1 leaf, 1050 clear opening, fully glazed, framed with mid-rail |  |  | 1 | DOOR | TRUE | FALSE | FALSE
DO | Doors | SL | Sliding | DOSL-076 | 02 | DOSL-076.02 | DOOR: sliding, 1 leaf, 1050 clear opening, fully glazed, framed with mid-rail, with integral blinds |  |  | 1 | DOOR | TRUE | FALSE | FALSE
DO | Doors | SL | Sliding | DOSL-076 | 03 | DOSL-076.03 | DOOR: sliding, 1 leaf, 1050 clear opening, fully glazed, framed with mid-rail, with switchable glass |  |  | 1 | DOOR | TRUE | FALSE | FALSE
DO | Doors | SL | Sliding | DOSL-077 | 01 | DOSL-077.01 | DOOR: sliding, 1 leaf, 1100 clear opening, fully glazed, framed with mid-rail |  |  | 1 | DOOR | TRUE | FALSE | FALSE
DO | Doors | SL | Sliding | DOSL-077 | 02 | DOSL-077.02 | DOOR: sliding, 1 leaf, 1100 clear opening, fully glazed, framed with mid-rail, with integral blinds |  |  | 1 | DOOR | TRUE | FALSE | FALSE
DO | Doors | SL | Sliding | DOSL-077 | 03 | DOSL-077.03 | DOOR: sliding, 1 leaf, 1100 clear opening, fully glazed, framed with mid-rail, with switchable glass |  |  | 1 | DOOR | TRUE | FALSE | FALSE
DO | Doors | SL | Sliding | DOSL-078 | 01 | DOSL-078.01 | DOOR: sliding, 1 leaf, 1150 clear opening, fully glazed, framed with mid-rail |  |  | 1 | DOOR | TRUE | FALSE | FALSE
DO | Doors | SL | Sliding | DOSL-078 | 02 | DOSL-078.02 | DOOR: sliding, 1 leaf, 1150 clear opening, fully glazed, framed with mid-rail, with integral blinds |  |  | 1 | DOOR | TRUE | FALSE | FALSE
DO | Doors | SL | Sliding | DOSL-078 | 03 | DOSL-078.03 | DOOR: sliding, 1 leaf, 1150 clear opening, fully glazed, framed with mid-rail, with switchable glass |  |  | 1 | DOOR | TRUE | FALSE | FALSE
DO | Doors | SL | Sliding | DOSL-079 | 01 | DOSL-079.01 | DOOR: sliding, 1 leaf, 1200 clear opening, fully glazed, framed with mid-rail |  |  | 1 | DOOR | TRUE | FALSE | FALSE
DO | Doors | SL | Sliding | DOSL-079 | 02 | DOSL-079.02 | DOOR: sliding, 1 leaf, 1200 clear opening, fully glazed, framed with mid-rail, with integral blinds |  |  | 1 | DOOR | TRUE | FALSE | FALSE
DO | Doors | SL | Sliding | DOSL-079 | 03 | DOSL-079.03 | DOOR: sliding, 1 leaf, 1200 clear opening, fully glazed, framed with mid-rail, with switchable glass |  |  | 1 | DOOR | TRUE | FALSE | FALSE
DO | Doors | SL | Sliding | DOSL-201 | 01 | DOSL-201.01 | DOOR: sliding, bi-parting, 2 leaves, 1500 clear opening, solid |  |  | 1 | DOOR | TRUE | FALSE | FALSE
DO | Doors | SL | Sliding | DOSL-201 | 02 | DOSL-201.02 | DOOR: sliding, bi-parting, 2 leaves, 1500 clear opening, solid, shielded |  |  | 1 | DOOR | TRUE | FALSE | FALSE
DO | Doors | SL | Sliding | DOSL-201 | 03 | DOSL-201.03 | DOOR: sliding, bi-parting, 2 leaves, 1500 clear opening, solid, fire rated |  |  | 1 | DOOR | TRUE | FALSE | FALSE
DO | Doors | SL | Sliding | DOSL-201 | 04 | DOSL-201.04 | DOOR: sliding, bi-parting, 2 leaves, 1500 clear opening, solid, fire rated, shielded |  |  | 1 | DOOR | TRUE | FALSE | FALSE
DO | Doors | SL | Sliding | DOSL-202 | 01 | DOSL-202.01 | DOOR: sliding, bi-parting, 2 leaves, 1600 clear opening, solid | DWSC-051 | DOOR: double leaf, solid core, sliding, paint | 1 | DOOR | TRUE | FALSE | FALSE
DO | Doors | SL | Sliding | DOSL-202 | 02 | DOSL-202.02 | DOOR: sliding, bi-parting, 2 leaves, 1600 clear opening, solid, shielded |  |  | 1 | DOOR | TRUE | FALSE | FALSE
DO | Doors | SL | Sliding | DOSL-202 | 03 | DOSL-202.03 | DOOR: sliding, bi-parting, 2 leaves, 1600 clear opening, solid, fire rated |  |  | 1 | DOOR | TRUE | FALSE | FALSE
DO | Doors | SL | Sliding | DOSL-202 | 04 | DOSL-202.04 | DOOR: sliding, bi-parting, 2 leaves, 1600 clear opening, solid, fire rated, shielded |  |  | 1 | DOOR | TRUE | FALSE | FALSE
DO | Doors | SL | Sliding | DOSL-203 | 01 | DOSL-203.01 | DOOR: sliding, bi-parting, 2 leaves, 1700 clear opening, solid |  |  | 1 | DOOR | TRUE | FALSE | FALSE
DO | Doors | SL | Sliding | DOSL-203 | 02 | DOSL-203.02 | DOOR: sliding, bi-parting, 2 leaves, 1700 clear opening, solid, shielded |  |  | 1 | DOOR | TRUE | FALSE | FALSE
DO | Doors | SL | Sliding | DOSL-203 | 03 | DOSL-203.03 | DOOR: sliding, bi-parting, 2 leaves, 1700 clear opening, solid, fire rated |  |  | 1 | DOOR | TRUE | FALSE | FALSE
DO | Doors | SL | Sliding | DOSL-203 | 04 | DOSL-203.04 | DOOR: sliding, bi-parting, 2 leaves, 1700 clear opening, solid, fire rated, shielded |  |  | 1 | DOOR | TRUE | FALSE | FALSE
DO | Doors | SL | Sliding | DOSL-204 | 01 | DOSL-204.01 | DOOR: sliding, bi-parting, 2 leaves, 1800 clear opening, solid |  |  | 1 | DOOR | TRUE | FALSE | FALSE
DO | Doors | SL | Sliding | DOSL-204 | 02 | DOSL-204.02 | DOOR: sliding, bi-parting, 2 leaves, 1800 clear opening, solid, shielded |  |  | 1 | DOOR | TRUE | FALSE | FALSE
DO | Doors | SL | Sliding | DOSL-204 | 03 | DOSL-204.03 | DOOR: sliding, bi-parting, 2 leaves, 1800 clear opening, solid, fire rated |  |  | 1 | DOOR | TRUE | FALSE | FALSE
DO | Doors | SL | Sliding | DOSL-204 | 04 | DOSL-204.04 | DOOR: sliding, bi-parting, 2 leaves, 1800 clear opening, solid, fire rated, shielded |  |  | 1 | DOOR | TRUE | FALSE | FALSE
DO | Doors | SL | Sliding | DOSL-205 | 01 | DOSL-205.01 | DOOR: sliding, bi-parting, 2 leaves, 1900 clear opening, solid |  |  | 1 | DOOR | TRUE | FALSE | FALSE
DO | Doors | SL | Sliding | DOSL-205 | 02 | DOSL-205.02 | DOOR: sliding, bi-parting, 2 leaves, 1900 clear opening, solid, shielded |  |  | 1 | DOOR | TRUE | FALSE | FALSE
DO | Doors | SL | Sliding | DOSL-205 | 03 | DOSL-205.03 | DOOR: sliding, bi-parting, 2 leaves, 1900 clear opening, solid, fire rated |  |  | 1 | DOOR | TRUE | FALSE | FALSE
DO | Doors | SL | Sliding | DOSL-205 | 04 | DOSL-205.04 | DOOR: sliding, bi-parting, 2 leaves, 1900 clear opening, solid, fire rated, shielded |  |  | 1 | DOOR | TRUE | FALSE | FALSE
DO | Doors | SL | Sliding | DOSL-206 | 01 | DOSL-206.01 | DOOR: sliding, bi-parting, 2 leaves, 2000 clear opening, solid |  |  | 1 | DOOR | TRUE | FALSE | FALSE
DO | Doors | SL | Sliding | DOSL-206 | 02 | DOSL-206.02 | DOOR: sliding, bi-parting, 2 leaves, 2000 clear opening, solid, shielded |  |  | 1 | DOOR | TRUE | FALSE | FALSE
DO | Doors | SL | Sliding | DOSL-206 | 03 | DOSL-206.03 | DOOR: sliding, bi-parting, 2 leaves, 2000 clear opening, solid, fire rated |  |  | 1 | DOOR | TRUE | FALSE | FALSE
DO | Doors | SL | Sliding | DOSL-206 | 04 | DOSL-206.04 | DOOR: sliding, bi-parting, 2 leaves, 2000 clear opening, solid, fire rated, shielded |  |  | 1 | DOOR | TRUE | FALSE | FALSE
DO | Doors | SL | Sliding | DOSL-207 | 01 | DOSL-207.01 | DOOR: sliding, bi-parting, 2 leaves, 2100 clear opening, solid |  |  | 1 | DOOR | TRUE | FALSE | FALSE
DO | Doors | SL | Sliding | DOSL-207 | 02 | DOSL-207.02 | DOOR: sliding, bi-parting, 2 leaves, 2100 clear opening, solid, shielded |  |  | 1 | DOOR | TRUE | FALSE | FALSE
DO | Doors | SL | Sliding | DOSL-207 | 03 | DOSL-207.03 | DOOR: sliding, bi-parting, 2 leaves, 2100 clear opening, solid, fire rated |  |  | 1 | DOOR | TRUE | FALSE | FALSE
DO | Doors | SL | Sliding | DOSL-207 | 04 | DOSL-207.04 | DOOR: sliding, bi-parting, 2 leaves, 2100 clear opening, solid, fire rated, shielded |  |  | 1 | DOOR | TRUE | FALSE | FALSE
DO | Doors | SL | Sliding | DOSL-208 | 01 | DOSL-208.01 | DOOR: sliding, bi-parting, 2 leaves, 2200 clear opening, solid |  |  | 1 | DOOR | TRUE | FALSE | FALSE
DO | Doors | SL | Sliding | DOSL-208 | 02 | DOSL-208.02 | DOOR: sliding, bi-parting, 2 leaves, 2200 clear opening, solid, shielded |  |  | 1 | DOOR | TRUE | FALSE | FALSE
DO | Doors | SL | Sliding | DOSL-208 | 03 | DOSL-208.03 | DOOR: sliding, bi-parting, 2 leaves, 2200 clear opening, solid, fire rated |  |  | 1 | DOOR | TRUE | FALSE | FALSE
DO | Doors | SL | Sliding | DOSL-208 | 04 | DOSL-208.04 | DOOR: sliding, bi-parting, 2 leaves, 2200 clear opening, solid, fire rated, shielded |  |  | 1 | DOOR | TRUE | FALSE | FALSE
DO | Doors | SL | Sliding | DOSL-209 | 01 | DOSL-209.01 | DOOR: sliding, bi-parting, 2 leaves, 2300 clear opening, solid |  |  | 1 | DOOR | TRUE | FALSE | FALSE
DO | Doors | SL | Sliding | DOSL-209 | 02 | DOSL-209.02 | DOOR: sliding, bi-parting, 2 leaves, 2300 clear opening, solid, shielded |  |  | 1 | DOOR | TRUE | FALSE | FALSE
DO | Doors | SL | Sliding | DOSL-209 | 03 | DOSL-209.03 | DOOR: sliding, bi-parting, 2 leaves, 2300 clear opening, solid, fire rated |  |  | 1 | DOOR | TRUE | FALSE | FALSE
DO | Doors | SL | Sliding | DOSL-209 | 04 | DOSL-209.04 | DOOR: sliding, bi-parting, 2 leaves, 2300 clear opening, solid, fire rated, shielded |  |  | 1 | DOOR | TRUE | FALSE | FALSE
DO | Doors | SL | Sliding | DOSL-211 | 01 | DOSL-211.01 | DOOR: sliding, bi-parting, 2 leaves, 1500 clear opening, solid, standard vision panel |  |  | 1 | DOOR | TRUE | FALSE | FALSE
DO | Doors | SL | Sliding | DOSL-211 | 02 | DOSL-211.02 | DOOR: sliding, bi-parting, 2 leaves, 1500 clear opening, solid, standard vision panel, with integral blind |  |  | 1 | DOOR | TRUE | FALSE | FALSE
DO | Doors | SL | Sliding | DOSL-211 | 03 | DOSL-211.03 | DOOR: sliding, bi-parting, 2 leaves, 1500 clear opening, solid, standard vision panel, with cover |  |  | 1 | DOOR | TRUE | FALSE | FALSE
DO | Doors | SL | Sliding | DOSL-211 | 04 | DOSL-211.04 | DOOR: sliding, bi-parting, 2 leaves, 1500 clear opening, solid, standard vision panel, with switchable glass |  |  | 1 | DOOR | TRUE | FALSE | FALSE
DO | Doors | SL | Sliding | DOSL-211 | 05 | DOSL-211.05 | DOOR: sliding, bi-parting, 2 leaves, 1500 clear opening, solid, shielded, standard vision panel, lead glass |  |  | 1 | DOOR | TRUE | FALSE | FALSE
DO | Doors | SL | Sliding | DOSL-211 | 06 | DOSL-211.06 | DOOR: sliding, bi-parting, 2 leaves, 1500 clear opening, solid, shielded, standard vision panel, lead glass, with integral blind |  |  | 1 | DOOR | TRUE | FALSE | FALSE
DO | Doors | SL | Sliding | DOSL-211 | 07 | DOSL-211.07 | DOOR: sliding, bi-parting, 2 leaves, 1500 clear opening, solid, shielded, standard vision panel, lead glass, with cover |  |  | 1 | DOOR | TRUE | FALSE | FALSE
DO | Doors | SL | Sliding | DOSL-212 | 01 | DOSL-212.01 | DOOR: sliding, bi-parting, 2 leaves, 1600 clear opening, solid, standard vision panel | DWGL-053 | DOOR: 1600mm c/o, double leaf, sliding, observation panel, solid core/glass, paint | 1 | DOOR | TRUE | FALSE | TRUE
DO | Doors | SL | Sliding | DOSL-212 | 02 | DOSL-212.02 | DOOR: sliding, bi-parting, 2 leaves, 1600 clear opening, solid, standard vision panel, with integral blind |  |  | 1 | DOOR | TRUE | FALSE | FALSE
DO | Doors | SL | Sliding | DOSL-212 | 03 | DOSL-212.03 | DOOR: sliding, bi-parting, 2 leaves, 1600 clear opening, solid, standard vision panel, with cover |  |  | 1 | DOOR | TRUE | FALSE | FALSE
DO | Doors | SL | Sliding | DOSL-212 | 04 | DOSL-212.04 | DOOR: sliding, bi-parting, 2 leaves, 1600 clear opening, solid, standard vision panel, with switchable glass |  |  | 1 | DOOR | TRUE | FALSE | FALSE
DO | Doors | SL | Sliding | DOSL-212 | 05 | DOSL-212.05 | DOOR: sliding, bi-parting, 2 leaves, 1600 clear opening, solid, shielded, standard vision panel, lead glass |  |  | 1 | DOOR | TRUE | FALSE | FALSE
DO | Doors | SL | Sliding | DOSL-212 | 06 | DOSL-212.06 | DOOR: sliding, bi-parting, 2 leaves, 1600 clear opening, solid, shielded, standard vision panel, lead glass, with integral blind |  |  | 1 | DOOR | TRUE | FALSE | FALSE
DO | Doors | SL | Sliding | DOSL-212 | 07 | DOSL-212.07 | DOOR: sliding, bi-parting, 2 leaves, 1600 clear opening, solid, shielded, standard vision panel, lead glass, with cover |  |  | 1 | DOOR | TRUE | FALSE | FALSE
DO | Doors | SL | Sliding | DOSL-213 | 01 | DOSL-213.01 | DOOR: sliding, bi-parting, 2 leaves, 1700 clear opening, solid, standard vision panel |  |  | 1 | DOOR | TRUE | FALSE | FALSE
DO | Doors | SL | Sliding | DOSL-213 | 02 | DOSL-213.02 | DOOR: sliding, bi-parting, 2 leaves, 1700 clear opening, solid, standard vision panel, with integral blind |  |  | 1 | DOOR | TRUE | FALSE | FALSE
DO | Doors | SL | Sliding | DOSL-213 | 03 | DOSL-213.03 | DOOR: sliding, bi-parting, 2 leaves, 1700 clear opening, solid, standard vision panel, with cover |  |  | 1 | DOOR | TRUE | FALSE | FALSE
DO | Doors | SL | Sliding | DOSL-213 | 04 | DOSL-213.04 | DOOR: sliding, bi-parting, 2 leaves, 1700 clear opening, solid, standard vision panel, with switchable glass |  |  | 1 | DOOR | TRUE | FALSE | FALSE
DO | Doors | SL | Sliding | DOSL-213 | 05 | DOSL-213.05 | DOOR: sliding, bi-parting, 2 leaves, 1700 clear opening, solid, shielded, standard vision panel, lead glass |  |  | 1 | DOOR | TRUE | FALSE | FALSE
DO | Doors | SL | Sliding | DOSL-213 | 06 | DOSL-213.06 | DOOR: sliding, bi-parting, 2 leaves, 1700 clear opening, solid, shielded, standard vision panel, lead glass, with integral blind |  |  | 1 | DOOR | TRUE | FALSE | FALSE
DO | Doors | SL | Sliding | DOSL-213 | 07 | DOSL-213.07 | DOOR: sliding, bi-parting, 2 leaves, 1700 clear opening, solid, shielded, standard vision panel, lead glass, with cover |  |  | 1 | DOOR | TRUE | FALSE | FALSE
DO | Doors | SL | Sliding | DOSL-214 | 01 | DOSL-214.01 | DOOR: sliding, bi-parting, 2 leaves, 1800 clear opening, solid, standard vision panel |  |  | 1 | DOOR | TRUE | FALSE | FALSE
DO | Doors | SL | Sliding | DOSL-214 | 02 | DOSL-214.02 | DOOR: sliding, bi-parting, 2 leaves, 1800 clear opening, solid, standard vision panel, with integral blind |  |  | 1 | DOOR | TRUE | FALSE | FALSE
DO | Doors | SL | Sliding | DOSL-214 | 03 | DOSL-214.03 | DOOR: sliding, bi-parting, 2 leaves, 1800 clear opening, solid, standard vision panel, with cover |  |  | 1 | DOOR | TRUE | FALSE | FALSE
DO | Doors | SL | Sliding | DOSL-214 | 04 | DOSL-214.04 | DOOR: sliding, bi-parting, 2 leaves, 1800 clear opening, solid, standard vision panel, with switchable glass |  |  | 1 | DOOR | TRUE | FALSE | FALSE
DO | Doors | SL | Sliding | DOSL-214 | 05 | DOSL-214.05 | DOOR: sliding, bi-parting, 2 leaves, 1800 clear opening, solid, shielded, standard vision panel, lead glass |  |  | 1 | DOOR | TRUE | FALSE | FALSE
DO | Doors | SL | Sliding | DOSL-214 | 06 | DOSL-214.06 | DOOR: sliding, bi-parting, 2 leaves, 1800 clear opening, solid, shielded, standard vision panel, lead glass, with integral blind |  |  | 1 | DOOR | TRUE | FALSE | FALSE
DO | Doors | SL | Sliding | DOSL-214 | 07 | DOSL-214.07 | DOOR: sliding, bi-parting, 2 leaves, 1800 clear opening, solid, shielded, standard vision panel, lead glass, with cover |  |  | 1 | DOOR | TRUE | FALSE | FALSE
DO | Doors | SL | Sliding | DOSL-215 | 01 | DOSL-215.01 | DOOR: sliding, bi-parting, 2 leaves, 1900 clear opening, solid, standard vision panel |  |  | 1 | DOOR | TRUE | FALSE | FALSE
DO | Doors | SL | Sliding | DOSL-215 | 02 | DOSL-215.02 | DOOR: sliding, bi-parting, 2 leaves, 1900 clear opening, solid, standard vision panel, with integral blind |  |  | 1 | DOOR | TRUE | FALSE | FALSE
DO | Doors | SL | Sliding | DOSL-215 | 03 | DOSL-215.03 | DOOR: sliding, bi-parting, 2 leaves, 1900 clear opening, solid, standard vision panel, with cover |  |  | 1 | DOOR | TRUE | FALSE | FALSE
DO | Doors | SL | Sliding | DOSL-215 | 04 | DOSL-215.04 | DOOR: sliding, bi-parting, 2 leaves, 1900 clear opening, solid, standard vision panel, with switchable glass |  |  | 1 | DOOR | TRUE | FALSE | FALSE
DO | Doors | SL | Sliding | DOSL-215 | 05 | DOSL-215.05 | DOOR: sliding, bi-parting, 2 leaves, 1900 clear opening, solid, shielded, standard vision panel, lead glass |  |  | 1 | DOOR | TRUE | FALSE | FALSE
DO | Doors | SL | Sliding | DOSL-215 | 06 | DOSL-215.06 | DOOR: sliding, bi-parting, 2 leaves, 1900 clear opening, solid, shielded, standard vision panel, lead glass, with integral blind |  |  | 1 | DOOR | TRUE | FALSE | FALSE
DO | Doors | SL | Sliding | DOSL-215 | 07 | DOSL-215.07 | DOOR: sliding, bi-parting, 2 leaves, 1900 clear opening, solid, shielded, standard vision panel, lead glass, with cover |  |  | 1 | DOOR | TRUE | FALSE | FALSE
DO | Doors | SL | Sliding | DOSL-216 | 01 | DOSL-216.01 | DOOR: sliding, bi-parting, 2 leaves, 2000 clear opening, solid, standard vision panel |  |  | 1 | DOOR | TRUE | FALSE | FALSE
DO | Doors | SL | Sliding | DOSL-216 | 02 | DOSL-216.02 | DOOR: sliding, bi-parting, 2 leaves, 2000 clear opening, solid, standard vision panel, with integral blind |  |  | 1 | DOOR | TRUE | FALSE | FALSE
DO | Doors | SL | Sliding | DOSL-216 | 03 | DOSL-216.03 | DOOR: sliding, bi-parting, 2 leaves, 2000 clear opening, solid, standard vision panel, with cover |  |  | 1 | DOOR | TRUE | FALSE | FALSE
DO | Doors | SL | Sliding | DOSL-216 | 04 | DOSL-216.04 | DOOR: sliding, bi-parting, 2 leaves, 2000 clear opening, solid, standard vision panel, with switchable glass |  |  | 1 | DOOR | TRUE | FALSE | FALSE
DO | Doors | SL | Sliding | DOSL-216 | 05 | DOSL-216.05 | DOOR: sliding, bi-parting, 2 leaves, 2000 clear opening, solid, shielded, standard vision panel, lead glass |  |  | 1 | DOOR | TRUE | FALSE | FALSE
DO | Doors | SL | Sliding | DOSL-216 | 06 | DOSL-216.06 | DOOR: sliding, bi-parting, 2 leaves, 2000 clear opening, solid, shielded, standard vision panel, lead glass, with integral blind |  |  | 1 | DOOR | TRUE | FALSE | FALSE
DO | Doors | SL | Sliding | DOSL-216 | 07 | DOSL-216.07 | DOOR: sliding, bi-parting, 2 leaves, 2000 clear opening, solid, shielded, standard vision panel, lead glass, with cover |  |  | 1 | DOOR | TRUE | FALSE | FALSE
DO | Doors | SL | Sliding | DOSL-217 | 01 | DOSL-217.01 | DOOR: sliding, bi-parting, 2 leaves, 2100 clear opening, solid, standard vision panel |  |  | 1 | DOOR | TRUE | FALSE | FALSE
DO | Doors | SL | Sliding | DOSL-217 | 02 | DOSL-217.02 | DOOR: sliding, bi-parting, 2 leaves, 2100 clear opening, solid, standard vision panel, with integral blind |  |  | 1 | DOOR | TRUE | FALSE | FALSE
DO | Doors | SL | Sliding | DOSL-217 | 03 | DOSL-217.03 | DOOR: sliding, bi-parting, 2 leaves, 2100 clear opening, solid, standard vision panel, with cover |  |  | 1 | DOOR | TRUE | FALSE | FALSE
DO | Doors | SL | Sliding | DOSL-217 | 04 | DOSL-217.04 | DOOR: sliding, bi-parting, 2 leaves, 2100 clear opening, solid, standard vision panel, with switchable glass |  |  | 1 | DOOR | TRUE | FALSE | FALSE
DO | Doors | SL | Sliding | DOSL-217 | 05 | DOSL-217.05 | DOOR: sliding, bi-parting, 2 leaves, 2100 clear opening, solid, shielded, standard vision panel, lead glass |  |  | 1 | DOOR | TRUE | FALSE | FALSE
DO | Doors | SL | Sliding | DOSL-217 | 06 | DOSL-217.06 | DOOR: sliding, bi-parting, 2 leaves, 2100 clear opening, solid, shielded, standard vision panel, lead glass, with integral blind |  |  | 1 | DOOR | TRUE | FALSE | FALSE
DO | Doors | SL | Sliding | DOSL-217 | 07 | DOSL-217.07 | DOOR: sliding, bi-parting, 2 leaves, 2100 clear opening, solid, shielded, standard vision panel, lead glass, with cover |  |  | 1 | DOOR | TRUE | FALSE | FALSE
DO | Doors | SL | Sliding | DOSL-218 | 01 | DOSL-218.01 | DOOR: sliding, bi-parting, 2 leaves, 2200 clear opening, solid, standard vision panel |  |  | 1 | DOOR | TRUE | FALSE | FALSE
DO | Doors | SL | Sliding | DOSL-218 | 02 | DOSL-218.02 | DOOR: sliding, bi-parting, 2 leaves, 2200 clear opening, solid, standard vision panel, with integral blind |  |  | 1 | DOOR | TRUE | FALSE | FALSE
DO | Doors | SL | Sliding | DOSL-218 | 03 | DOSL-218.03 | DOOR: sliding, bi-parting, 2 leaves, 2200 clear opening, solid, standard vision panel, with cover |  |  | 1 | DOOR | TRUE | FALSE | FALSE
DO | Doors | SL | Sliding | DOSL-218 | 04 | DOSL-218.04 | DOOR: sliding, bi-parting, 2 leaves, 2200 clear opening, solid, standard vision panel, with switchable glass |  |  | 1 | DOOR | TRUE | FALSE | FALSE
DO | Doors | SL | Sliding | DOSL-218 | 05 | DOSL-218.05 | DOOR: sliding, bi-parting, 2 leaves, 2200 clear opening, solid, shielded, standard vision panel, lead glass |  |  | 1 | DOOR | TRUE | FALSE | FALSE
DO | Doors | SL | Sliding | DOSL-218 | 06 | DOSL-218.06 | DOOR: sliding, bi-parting, 2 leaves, 2200 clear opening, solid, shielded, standard vision panel, lead glass, with integral blind |  |  | 1 | DOOR | TRUE | FALSE | FALSE
DO | Doors | SL | Sliding | DOSL-218 | 07 | DOSL-218.07 | DOOR: sliding, bi-parting, 2 leaves, 2200 clear opening, solid, shielded, standard vision panel, lead glass, with cover |  |  | 1 | DOOR | TRUE | FALSE | FALSE
DO | Doors | SL | Sliding | DOSL-219 | 01 | DOSL-219.01 | DOOR: sliding, bi-parting, 2 leaves, 2300 clear opening, solid, standard vision panel |  |  | 1 | DOOR | TRUE | FALSE | FALSE
DO | Doors | SL | Sliding | DOSL-219 | 02 | DOSL-219.02 | DOOR: sliding, bi-parting, 2 leaves, 2300 clear opening, solid, standard vision panel, with integral blind |  |  | 1 | DOOR | TRUE | FALSE | FALSE
DO | Doors | SL | Sliding | DOSL-219 | 03 | DOSL-219.03 | DOOR: sliding, bi-parting, 2 leaves, 2300 clear opening, solid, standard vision panel, with cover |  |  | 1 | DOOR | TRUE | FALSE | FALSE
DO | Doors | SL | Sliding | DOSL-219 | 04 | DOSL-219.04 | DOOR: sliding, bi-parting, 2 leaves, 2300 clear opening, solid, standard vision panel, with switchable glass |  |  | 1 | DOOR | TRUE | FALSE | FALSE
DO | Doors | SL | Sliding | DOSL-219 | 05 | DOSL-219.05 | DOOR: sliding, bi-parting, 2 leaves, 2300 clear opening, solid, shielded, standard vision panel, lead glass |  |  | 1 | DOOR | TRUE | FALSE | FALSE
DO | Doors | SL | Sliding | DOSL-219 | 06 | DOSL-219.06 | DOOR: sliding, bi-parting, 2 leaves, 2300 clear opening, solid, shielded, standard vision panel, lead glass, with integral blind |  |  | 1 | DOOR | TRUE | FALSE | FALSE
DO | Doors | SL | Sliding | DOSL-219 | 07 | DOSL-219.07 | DOOR: sliding, bi-parting, 2 leaves, 2300 clear opening, solid, shielded, standard vision panel, lead glass, with cover |  |  | 1 | DOOR | TRUE | FALSE | FALSE
DO | Doors | SL | Sliding | DOSL-221 | 01 | DOSL-221.01 | DOOR: sliding, bi-parting, 2 leaves, 1500 clear opening, solid, small vision panel |  |  | 1 | DOOR | TRUE | FALSE | FALSE
DO | Doors | SL | Sliding | DOSL-221 | 02 | DOSL-221.02 | DOOR: sliding, bi-parting, 2 leaves, 1500 clear opening, solid, small vision panel, with integral blind |  |  | 1 | DOOR | TRUE | FALSE | FALSE
DO | Doors | SL | Sliding | DOSL-221 | 03 | DOSL-221.03 | DOOR: sliding, bi-parting, 2 leaves, 1500 clear opening, solid, small vision panel, with cover |  |  | 1 | DOOR | TRUE | FALSE | FALSE
DO | Doors | SL | Sliding | DOSL-221 | 04 | DOSL-221.04 | DOOR: sliding, bi-parting, 2 leaves, 1500 clear opening, solid, small vision panel, with switchable glass |  |  | 1 | DOOR | TRUE | FALSE | FALSE
DO | Doors | SL | Sliding | DOSL-221 | 05 | DOSL-221.05 | DOOR: sliding, bi-parting, 2 leaves, 1500 clear opening, solid, shielded, small vision panel, lead glass |  |  | 1 | DOOR | TRUE | FALSE | FALSE
DO | Doors | SL | Sliding | DOSL-221 | 06 | DOSL-221.06 | DOOR: sliding, bi-parting, 2 leaves, 1500 clear opening, solid, shielded, small vision panel, lead glass, with integral blind |  |  | 1 | DOOR | TRUE | FALSE | FALSE
DO | Doors | SL | Sliding | DOSL-221 | 07 | DOSL-221.07 | DOOR: sliding, bi-parting, 2 leaves, 1500 clear opening, solid, shielded, small vision panel, lead glass, with cover |  |  | 1 | DOOR | TRUE | FALSE | FALSE
DO | Doors | SL | Sliding | DOSL-222 | 01 | DOSL-222.01 | DOOR: sliding, bi-parting, 2 leaves, 1600 clear opening, solid, small vision panel |  |  | 1 | DOOR | TRUE | FALSE | FALSE
DO | Doors | SL | Sliding | DOSL-222 | 02 | DOSL-222.02 | DOOR: sliding, bi-parting, 2 leaves, 1600 clear opening, solid, small vision panel, with integral blind |  |  | 1 | DOOR | TRUE | FALSE | FALSE
DO | Doors | SL | Sliding | DOSL-222 | 03 | DOSL-222.03 | DOOR: sliding, bi-parting, 2 leaves, 1600 clear opening, solid, small vision panel, with cover |  |  | 1 | DOOR | TRUE | FALSE | FALSE
DO | Doors | SL | Sliding | DOSL-222 | 04 | DOSL-222.04 | DOOR: sliding, bi-parting, 2 leaves, 1600 clear opening, solid, small vision panel, with switchable glass |  |  | 1 | DOOR | TRUE | FALSE | FALSE
DO | Doors | SL | Sliding | DOSL-222 | 05 | DOSL-222.05 | DOOR: sliding, bi-parting, 2 leaves, 1600 clear opening, solid, shielded, small vision panel, lead glass |  |  | 1 | DOOR | TRUE | FALSE | FALSE
DO | Doors | SL | Sliding | DOSL-222 | 06 | DOSL-222.06 | DOOR: sliding, bi-parting, 2 leaves, 1600 clear opening, solid, shielded, small vision panel, lead glass, with integral blind |  |  | 1 | DOOR | TRUE | FALSE | FALSE
DO | Doors | SL | Sliding | DOSL-222 | 07 | DOSL-222.07 | DOOR: sliding, bi-parting, 2 leaves, 1600 clear opening, solid, shielded, small vision panel, lead glass, with cover |  |  | 1 | DOOR | TRUE | FALSE | FALSE
DO | Doors | SL | Sliding | DOSL-223 | 01 | DOSL-223.01 | DOOR: sliding, bi-parting, 2 leaves, 1700 clear opening, solid, small vision panel |  |  | 1 | DOOR | TRUE | FALSE | FALSE
DO | Doors | SL | Sliding | DOSL-223 | 02 | DOSL-223.02 | DOOR: sliding, bi-parting, 2 leaves, 1700 clear opening, solid, small vision panel, with integral blind |  |  | 1 | DOOR | TRUE | FALSE | FALSE
DO | Doors | SL | Sliding | DOSL-223 | 03 | DOSL-223.03 | DOOR: sliding, bi-parting, 2 leaves, 1700 clear opening, solid, small vision panel, with cover |  |  | 1 | DOOR | TRUE | FALSE | FALSE
DO | Doors | SL | Sliding | DOSL-223 | 04 | DOSL-223.04 | DOOR: sliding, bi-parting, 2 leaves, 1700 clear opening, solid, small vision panel, with switchable glass |  |  | 1 | DOOR | TRUE | FALSE | FALSE
DO | Doors | SL | Sliding | DOSL-223 | 05 | DOSL-223.05 | DOOR: sliding, bi-parting, 2 leaves, 1700 clear opening, solid, shielded, small vision panel, lead glass |  |  | 1 | DOOR | TRUE | FALSE | FALSE
DO | Doors | SL | Sliding | DOSL-223 | 06 | DOSL-223.06 | DOOR: sliding, bi-parting, 2 leaves, 1700 clear opening, solid, shielded, small vision panel, lead glass, with integral blind |  |  | 1 | DOOR | TRUE | FALSE | FALSE
DO | Doors | SL | Sliding | DOSL-223 | 07 | DOSL-223.07 | DOOR: sliding, bi-parting, 2 leaves, 1700 clear opening, solid, shielded, small vision panel, lead glass, with cover |  |  | 1 | DOOR | TRUE | FALSE | FALSE
DO | Doors | SL | Sliding | DOSL-224 | 01 | DOSL-224.01 | DOOR: sliding, bi-parting, 2 leaves, 1800 clear opening, solid, small vision panel |  |  | 1 | DOOR | TRUE | FALSE | FALSE
DO | Doors | SL | Sliding | DOSL-224 | 02 | DOSL-224.02 | DOOR: sliding, bi-parting, 2 leaves, 1800 clear opening, solid, small vision panel, with integral blind |  |  | 1 | DOOR | TRUE | FALSE | FALSE
DO | Doors | SL | Sliding | DOSL-224 | 03 | DOSL-224.03 | DOOR: sliding, bi-parting, 2 leaves, 1800 clear opening, solid, small vision panel, with cover |  |  | 1 | DOOR | TRUE | FALSE | FALSE
DO | Doors | SL | Sliding | DOSL-224 | 04 | DOSL-224.04 | DOOR: sliding, bi-parting, 2 leaves, 1800 clear opening, solid, small vision panel, with switchable glass |  |  | 1 | DOOR | TRUE | FALSE | FALSE
DO | Doors | SL | Sliding | DOSL-224 | 05 | DOSL-224.05 | DOOR: sliding, bi-parting, 2 leaves, 1800 clear opening, solid, shielded, small vision panel, lead glass |  |  | 1 | DOOR | TRUE | FALSE | FALSE
DO | Doors | SL | Sliding | DOSL-224 | 06 | DOSL-224.06 | DOOR: sliding, bi-parting, 2 leaves, 1800 clear opening, solid, shielded, small vision panel, lead glass, with integral blind |  |  | 1 | DOOR | TRUE | FALSE | FALSE
DO | Doors | SL | Sliding | DOSL-224 | 07 | DOSL-224.07 | DOOR: sliding, bi-parting, 2 leaves, 1800 clear opening, solid, shielded, small vision panel, lead glass, with cover |  |  | 1 | DOOR | TRUE | FALSE | FALSE
DO | Doors | SL | Sliding | DOSL-225 | 01 | DOSL-225.01 | DOOR: sliding, bi-parting, 2 leaves, 1900 clear opening, solid, small vision panel |  |  | 1 | DOOR | TRUE | FALSE | FALSE
DO | Doors | SL | Sliding | DOSL-225 | 02 | DOSL-225.02 | DOOR: sliding, bi-parting, 2 leaves, 1900 clear opening, solid, small vision panel, with integral blind |  |  | 1 | DOOR | TRUE | FALSE | FALSE
DO | Doors | SL | Sliding | DOSL-225 | 03 | DOSL-225.03 | DOOR: sliding, bi-parting, 2 leaves, 1900 clear opening, solid, small vision panel, with cover |  |  | 1 | DOOR | TRUE | FALSE | FALSE
DO | Doors | SL | Sliding | DOSL-225 | 04 | DOSL-225.04 | DOOR: sliding, bi-parting, 2 leaves, 1900 clear opening, solid, small vision panel, with switchable glass |  |  | 1 | DOOR | TRUE | FALSE | FALSE
DO | Doors | SL | Sliding | DOSL-225 | 05 | DOSL-225.05 | DOOR: sliding, bi-parting, 2 leaves, 1900 clear opening, solid, shielded, small vision panel, lead glass |  |  | 1 | DOOR | TRUE | FALSE | FALSE
DO | Doors | SL | Sliding | DOSL-225 | 06 | DOSL-225.06 | DOOR: sliding, bi-parting, 2 leaves, 1900 clear opening, solid, shielded, small vision panel, lead glass, with integral blind |  |  | 1 | DOOR | TRUE | FALSE | FALSE
DO | Doors | SL | Sliding | DOSL-225 | 07 | DOSL-225.07 | DOOR: sliding, bi-parting, 2 leaves, 1900 clear opening, solid, shielded, small vision panel, lead glass, with cover |  |  | 1 | DOOR | TRUE | FALSE | FALSE
DO | Doors | SL | Sliding | DOSL-226 | 01 | DOSL-226.01 | DOOR: sliding, bi-parting, 2 leaves, 2000 clear opening, solid, small vision panel |  |  | 1 | DOOR | TRUE | FALSE | FALSE
DO | Doors | SL | Sliding | DOSL-226 | 02 | DOSL-226.02 | DOOR: sliding, bi-parting, 2 leaves, 2000 clear opening, solid, small vision panel, with integral blind |  |  | 1 | DOOR | TRUE | FALSE | FALSE
DO | Doors | SL | Sliding | DOSL-226 | 03 | DOSL-226.03 | DOOR: sliding, bi-parting, 2 leaves, 2000 clear opening, solid, small vision panel, with cover |  |  | 1 | DOOR | TRUE | FALSE | FALSE
DO | Doors | SL | Sliding | DOSL-226 | 04 | DOSL-226.04 | DOOR: sliding, bi-parting, 2 leaves, 2000 clear opening, solid, small vision panel, with switchable glass |  |  | 1 | DOOR | TRUE | FALSE | FALSE
DO | Doors | SL | Sliding | DOSL-226 | 05 | DOSL-226.05 | DOOR: sliding, bi-parting, 2 leaves, 2000 clear opening, solid, shielded, small vision panel, lead glass |  |  | 1 | DOOR | TRUE | FALSE | FALSE
DO | Doors | SL | Sliding | DOSL-226 | 06 | DOSL-226.06 | DOOR: sliding, bi-parting, 2 leaves, 2000 clear opening, solid, shielded, small vision panel, lead glass, with integral blind |  |  | 1 | DOOR | TRUE | FALSE | FALSE
DO | Doors | SL | Sliding | DOSL-226 | 07 | DOSL-226.07 | DOOR: sliding, bi-parting, 2 leaves, 2000 clear opening, solid, shielded, small vision panel, lead glass, with cover |  |  | 1 | DOOR | TRUE | FALSE | FALSE
DO | Doors | SL | Sliding | DOSL-227 | 01 | DOSL-227.01 | DOOR: sliding, bi-parting, 2 leaves, 2100 clear opening, solid, small vision panel |  |  | 1 | DOOR | TRUE | FALSE | FALSE
DO | Doors | SL | Sliding | DOSL-227 | 02 | DOSL-227.02 | DOOR: sliding, bi-parting, 2 leaves, 2100 clear opening, solid, small vision panel, with integral blind |  |  | 1 | DOOR | TRUE | FALSE | FALSE
DO | Doors | SL | Sliding | DOSL-227 | 03 | DOSL-227.03 | DOOR: sliding, bi-parting, 2 leaves, 2100 clear opening, solid, small vision panel, with cover |  |  | 1 | DOOR | TRUE | FALSE | FALSE
DO | Doors | SL | Sliding | DOSL-227 | 04 | DOSL-227.04 | DOOR: sliding, bi-parting, 2 leaves, 2100 clear opening, solid, small vision panel, with switchable glass |  |  | 1 | DOOR | TRUE | FALSE | FALSE
DO | Doors | SL | Sliding | DOSL-227 | 05 | DOSL-227.05 | DOOR: sliding, bi-parting, 2 leaves, 2100 clear opening, solid, shielded, small vision panel, lead glass |  |  | 1 | DOOR | TRUE | FALSE | FALSE
DO | Doors | SL | Sliding | DOSL-227 | 06 | DOSL-227.06 | DOOR: sliding, bi-parting, 2 leaves, 2100 clear opening, solid, shielded, small vision panel, lead glass, with integral blind |  |  | 1 | DOOR | TRUE | FALSE | FALSE
DO | Doors | SL | Sliding | DOSL-227 | 07 | DOSL-227.07 | DOOR: sliding, bi-parting, 2 leaves, 2100 clear opening, solid, shielded, small vision panel, lead glass, with cover |  |  | 1 | DOOR | TRUE | FALSE | FALSE
DO | Doors | SL | Sliding | DOSL-228 | 01 | DOSL-228.01 | DOOR: sliding, bi-parting, 2 leaves, 2200 clear opening, solid, small vision panel |  |  | 1 | DOOR | TRUE | FALSE | FALSE
DO | Doors | SL | Sliding | DOSL-228 | 02 | DOSL-228.02 | DOOR: sliding, bi-parting, 2 leaves, 2200 clear opening, solid, small vision panel, with integral blind |  |  | 1 | DOOR | TRUE | FALSE | FALSE
DO | Doors | SL | Sliding | DOSL-228 | 03 | DOSL-228.03 | DOOR: sliding, bi-parting, 2 leaves, 2200 clear opening, solid, small vision panel, with cover |  |  | 1 | DOOR | TRUE | FALSE | FALSE
DO | Doors | SL | Sliding | DOSL-228 | 04 | DOSL-228.04 | DOOR: sliding, bi-parting, 2 leaves, 2200 clear opening, solid, small vision panel, with switchable glass |  |  | 1 | DOOR | TRUE | FALSE | FALSE
DO | Doors | SL | Sliding | DOSL-228 | 05 | DOSL-228.05 | DOOR: sliding, bi-parting, 2 leaves, 2200 clear opening, solid, shielded, small vision panel, lead glass |  |  | 1 | DOOR | TRUE | FALSE | FALSE
DO | Doors | SL | Sliding | DOSL-228 | 06 | DOSL-228.06 | DOOR: sliding, bi-parting, 2 leaves, 2200 clear opening, solid, shielded, small vision panel, lead glass, with integral blind |  |  | 1 | DOOR | TRUE | FALSE | FALSE
DO | Doors | SL | Sliding | DOSL-228 | 07 | DOSL-228.07 | DOOR: sliding, bi-parting, 2 leaves, 2200 clear opening, solid, shielded, small vision panel, lead glass, with cover |  |  | 1 | DOOR | TRUE | FALSE | FALSE
DO | Doors | SL | Sliding | DOSL-229 | 01 | DOSL-229.01 | DOOR: sliding, bi-parting, 2 leaves, 2300 clear opening, solid, small vision panel |  |  | 1 | DOOR | TRUE | FALSE | FALSE
DO | Doors | SL | Sliding | DOSL-229 | 02 | DOSL-229.02 | DOOR: sliding, bi-parting, 2 leaves, 2300 clear opening, solid, small vision panel, with integral blind |  |  | 1 | DOOR | TRUE | FALSE | FALSE
DO | Doors | SL | Sliding | DOSL-229 | 03 | DOSL-229.03 | DOOR: sliding, bi-parting, 2 leaves, 2300 clear opening, solid, small vision panel, with cover |  |  | 1 | DOOR | TRUE | FALSE | FALSE
DO | Doors | SL | Sliding | DOSL-229 | 04 | DOSL-229.04 | DOOR: sliding, bi-parting, 2 leaves, 2300 clear opening, solid, small vision panel, with switchable glass |  |  | 1 | DOOR | TRUE | FALSE | FALSE
DO | Doors | SL | Sliding | DOSL-229 | 05 | DOSL-229.05 | DOOR: sliding, bi-parting, 2 leaves, 2300 clear opening, solid, shielded, small vision panel, lead glass |  |  | 1 | DOOR | TRUE | FALSE | FALSE
DO | Doors | SL | Sliding | DOSL-229 | 06 | DOSL-229.06 | DOOR: sliding, bi-parting, 2 leaves, 2300 clear opening, solid, shielded, small vision panel, lead glass, with integral blind |  |  | 1 | DOOR | TRUE | FALSE | FALSE
DO | Doors | SL | Sliding | DOSL-229 | 07 | DOSL-229.07 | DOOR: sliding, bi-parting, 2 leaves, 2300 clear opening, solid, shielded, small vision panel, lead glass, with cover |  |  | 1 | DOOR | TRUE | FALSE | FALSE
DO | Doors | SL | Sliding | DOSL-231 | 01 | DOSL-231.01 | DOOR: sliding, bi-parting, 2 leaves, 1500 clear opening, solid, tall vision panel |  |  | 1 | DOOR | TRUE | FALSE | FALSE
DO | Doors | SL | Sliding | DOSL-231 | 02 | DOSL-231.02 | DOOR: sliding, bi-parting, 2 leaves, 1500 clear opening, solid, tall vision panel, with integral blind |  |  | 1 | DOOR | TRUE | FALSE | FALSE
DO | Doors | SL | Sliding | DOSL-231 | 03 | DOSL-231.03 | DOOR: sliding, bi-parting, 2 leaves, 1500 clear opening, solid, tall vision panel, with switchable glass |  |  | 1 | DOOR | TRUE | FALSE | FALSE
DO | Doors | SL | Sliding | DOSL-231 | 04 | DOSL-231.04 | DOOR: sliding, bi-parting, 2 leaves, 1500 clear opening, solid, shielded, tall vision panel, lead glass |  |  | 1 | DOOR | TRUE | FALSE | FALSE
DO | Doors | SL | Sliding | DOSL-231 | 05 | DOSL-231.05 | DOOR: sliding, bi-parting, 2 leaves, 1500 clear opening, solid, shielded, tall vision panel, lead glass, with integral blind |  |  | 1 | DOOR | TRUE | FALSE | FALSE
DO | Doors | SL | Sliding | DOSL-232 | 01 | DOSL-232.01 | DOOR: sliding, bi-parting, 2 leaves, 1600 clear opening, solid, tall vision panel |  |  | 1 | DOOR | TRUE | FALSE | FALSE
DO | Doors | SL | Sliding | DOSL-232 | 02 | DOSL-232.02 | DOOR: sliding, bi-parting, 2 leaves, 1600 clear opening, solid, tall vision panel, with integral blind |  |  | 1 | DOOR | TRUE | FALSE | FALSE
DO | Doors | SL | Sliding | DOSL-232 | 03 | DOSL-232.03 | DOOR: sliding, bi-parting, 2 leaves, 1600 clear opening, solid, tall vision panel, with switchable glass |  |  | 1 | DOOR | TRUE | FALSE | FALSE
DO | Doors | SL | Sliding | DOSL-232 | 04 | DOSL-232.04 | DOOR: sliding, bi-parting, 2 leaves, 1600 clear opening, solid, shielded, tall vision panel, lead glass |  |  | 1 | DOOR | TRUE | FALSE | FALSE
DO | Doors | SL | Sliding | DOSL-232 | 05 | DOSL-232.05 | DOOR: sliding, bi-parting, 2 leaves, 1600 clear opening, solid, shielded, tall vision panel, lead glass, with integral blind |  |  | 1 | DOOR | TRUE | FALSE | FALSE
DO | Doors | SL | Sliding | DOSL-233 | 01 | DOSL-233.01 | DOOR: sliding, bi-parting, 2 leaves, 1700 clear opening, solid, tall vision panel |  |  | 1 | DOOR | TRUE | FALSE | FALSE
DO | Doors | SL | Sliding | DOSL-233 | 02 | DOSL-233.02 | DOOR: sliding, bi-parting, 2 leaves, 1700 clear opening, solid, tall vision panel, with integral blind |  |  | 1 | DOOR | TRUE | FALSE | FALSE
DO | Doors | SL | Sliding | DOSL-233 | 03 | DOSL-233.03 | DOOR: sliding, bi-parting, 2 leaves, 1700 clear opening, solid, tall vision panel, with switchable glass |  |  | 1 | DOOR | TRUE | FALSE | FALSE
DO | Doors | SL | Sliding | DOSL-233 | 04 | DOSL-233.04 | DOOR: sliding, bi-parting, 2 leaves, 1700 clear opening, solid, shielded, tall vision panel, lead glass |  |  | 1 | DOOR | TRUE | FALSE | FALSE
DO | Doors | SL | Sliding | DOSL-233 | 05 | DOSL-233.05 | DOOR: sliding, bi-parting, 2 leaves, 1700 clear opening, solid, shielded, tall vision panel, lead glass, with integral blind |  |  | 1 | DOOR | TRUE | FALSE | FALSE
DO | Doors | SL | Sliding | DOSL-234 | 01 | DOSL-234.01 | DOOR: sliding, bi-parting, 2 leaves, 1800 clear opening, solid, tall vision panel |  |  | 1 | DOOR | TRUE | FALSE | FALSE
DO | Doors | SL | Sliding | DOSL-234 | 02 | DOSL-234.02 | DOOR: sliding, bi-parting, 2 leaves, 1800 clear opening, solid, tall vision panel, with integral blind |  |  | 1 | DOOR | TRUE | FALSE | FALSE
DO | Doors | SL | Sliding | DOSL-234 | 03 | DOSL-234.03 | DOOR: sliding, bi-parting, 2 leaves, 1800 clear opening, solid, tall vision panel, with switchable glass |  |  | 1 | DOOR | TRUE | FALSE | FALSE
DO | Doors | SL | Sliding | DOSL-234 | 04 | DOSL-234.04 | DOOR: sliding, bi-parting, 2 leaves, 1800 clear opening, solid, shielded, tall vision panel, lead glass |  |  | 1 | DOOR | TRUE | FALSE | FALSE
DO | Doors | SL | Sliding | DOSL-234 | 05 | DOSL-234.05 | DOOR: sliding, bi-parting, 2 leaves, 1800 clear opening, solid, shielded, tall vision panel, lead glass, with integral blind |  |  | 1 | DOOR | TRUE | FALSE | FALSE
DO | Doors | SL | Sliding | DOSL-235 | 01 | DOSL-235.01 | DOOR: sliding, bi-parting, 2 leaves, 1900 clear opening, solid, tall vision panel |  |  | 1 | DOOR | TRUE | FALSE | FALSE
DO | Doors | SL | Sliding | DOSL-235 | 02 | DOSL-235.02 | DOOR: sliding, bi-parting, 2 leaves, 1900 clear opening, solid, tall vision panel, with integral blind |  |  | 1 | DOOR | TRUE | FALSE | FALSE
DO | Doors | SL | Sliding | DOSL-235 | 03 | DOSL-235.03 | DOOR: sliding, bi-parting, 2 leaves, 1900 clear opening, solid, tall vision panel, with switchable glass |  |  | 1 | DOOR | TRUE | FALSE | FALSE
DO | Doors | SL | Sliding | DOSL-235 | 04 | DOSL-235.04 | DOOR: sliding, bi-parting, 2 leaves, 1900 clear opening, solid, shielded, tall vision panel, lead glass |  |  | 1 | DOOR | TRUE | FALSE | FALSE
DO | Doors | SL | Sliding | DOSL-235 | 05 | DOSL-235.05 | DOOR: sliding, bi-parting, 2 leaves, 1900 clear opening, solid, shielded, tall vision panel, lead glass, with integral blind |  |  | 1 | DOOR | TRUE | FALSE | FALSE
DO | Doors | SL | Sliding | DOSL-236 | 01 | DOSL-236.01 | DOOR: sliding, bi-parting, 2 leaves, 2000 clear opening, solid, tall vision panel |  |  | 1 | DOOR | TRUE | FALSE | FALSE
DO | Doors | SL | Sliding | DOSL-236 | 02 | DOSL-236.02 | DOOR: sliding, bi-parting, 2 leaves, 2000 clear opening, solid, tall vision panel, with integral blind |  |  | 1 | DOOR | TRUE | FALSE | FALSE
DO | Doors | SL | Sliding | DOSL-236 | 03 | DOSL-236.03 | DOOR: sliding, bi-parting, 2 leaves, 2000 clear opening, solid, tall vision panel, with switchable glass |  |  | 1 | DOOR | TRUE | FALSE | FALSE
DO | Doors | SL | Sliding | DOSL-236 | 04 | DOSL-236.04 | DOOR: sliding, bi-parting, 2 leaves, 2000 clear opening, solid, shielded, tall vision panel, lead glass |  |  | 1 | DOOR | TRUE | FALSE | FALSE
DO | Doors | SL | Sliding | DOSL-236 | 05 | DOSL-236.05 | DOOR: sliding, bi-parting, 2 leaves, 2000 clear opening, solid, shielded, tall vision panel, lead glass, with integral blind |  |  | 1 | DOOR | TRUE | FALSE | FALSE
DO | Doors | SL | Sliding | DOSL-237 | 01 | DOSL-237.01 | DOOR: sliding, bi-parting, 2 leaves, 2100 clear opening, solid, tall vision panel |  |  | 1 | DOOR | TRUE | FALSE | FALSE
DO | Doors | SL | Sliding | DOSL-237 | 02 | DOSL-237.02 | DOOR: sliding, bi-parting, 2 leaves, 2100 clear opening, solid, tall vision panel, with integral blind |  |  | 1 | DOOR | TRUE | FALSE | FALSE
DO | Doors | SL | Sliding | DOSL-237 | 03 | DOSL-237.03 | DOOR: sliding, bi-parting, 2 leaves, 2100 clear opening, solid, tall vision panel, with switchable glass |  |  | 1 | DOOR | TRUE | FALSE | FALSE
DO | Doors | SL | Sliding | DOSL-237 | 04 | DOSL-237.04 | DOOR: sliding, bi-parting, 2 leaves, 2100 clear opening, solid, shielded, tall vision panel, lead glass |  |  | 1 | DOOR | TRUE | FALSE | FALSE
DO | Doors | SL | Sliding | DOSL-237 | 05 | DOSL-237.05 | DOOR: sliding, bi-parting, 2 leaves, 2100 clear opening, solid, shielded, tall vision panel, lead glass, with integral blind |  |  | 1 | DOOR | TRUE | FALSE | FALSE
DO | Doors | SL | Sliding | DOSL-238 | 01 | DOSL-238.01 | DOOR: sliding, bi-parting, 2 leaves, 2200 clear opening, solid, tall vision panel |  |  | 1 | DOOR | TRUE | FALSE | FALSE
DO | Doors | SL | Sliding | DOSL-238 | 02 | DOSL-238.02 | DOOR: sliding, bi-parting, 2 leaves, 2200 clear opening, solid, tall vision panel, with integral blind |  |  | 1 | DOOR | TRUE | FALSE | FALSE
DO | Doors | SL | Sliding | DOSL-238 | 03 | DOSL-238.03 | DOOR: sliding, bi-parting, 2 leaves, 2200 clear opening, solid, tall vision panel, with switchable glass |  |  | 1 | DOOR | TRUE | FALSE | FALSE
DO | Doors | SL | Sliding | DOSL-238 | 04 | DOSL-238.04 | DOOR: sliding, bi-parting, 2 leaves, 2200 clear opening, solid, shielded, tall vision panel, lead glass |  |  | 1 | DOOR | TRUE | FALSE | FALSE
DO | Doors | SL | Sliding | DOSL-238 | 05 | DOSL-238.05 | DOOR: sliding, bi-parting, 2 leaves, 2200 clear opening, solid, shielded, tall vision panel, lead glass, with integral blind |  |  | 1 | DOOR | TRUE | FALSE | FALSE
DO | Doors | SL | Sliding | DOSL-239 | 01 | DOSL-239.01 | DOOR: sliding, bi-parting, 2 leaves, 2300 clear opening, solid, tall vision panel |  |  | 1 | DOOR | TRUE | FALSE | FALSE
DO | Doors | SL | Sliding | DOSL-239 | 02 | DOSL-239.02 | DOOR: sliding, bi-parting, 2 leaves, 2300 clear opening, solid, tall vision panel, with integral blind |  |  | 1 | DOOR | TRUE | FALSE | FALSE
DO | Doors | SL | Sliding | DOSL-239 | 03 | DOSL-239.03 | DOOR: sliding, bi-parting, 2 leaves, 2300 clear opening, solid, tall vision panel, with switchable glass |  |  | 1 | DOOR | TRUE | FALSE | FALSE
DO | Doors | SL | Sliding | DOSL-239 | 04 | DOSL-239.04 | DOOR: sliding, bi-parting, 2 leaves, 2300 clear opening, solid, shielded, tall vision panel, lead glass |  |  | 1 | DOOR | TRUE | FALSE | FALSE
DO | Doors | SL | Sliding | DOSL-239 | 05 | DOSL-239.05 | DOOR: sliding, bi-parting, 2 leaves, 2300 clear opening, solid, shielded, tall vision panel, lead glass, with integral blind |  |  | 1 | DOOR | TRUE | FALSE | FALSE
DO | Doors | SL | Sliding | DOSL-241 | 01 | DOSL-241.01 | DOOR: sliding, bi-parting, 2 leaves, 1500 clear opening, solid, wide vision panel |  |  | 1 | DOOR | TRUE | FALSE | FALSE
DO | Doors | SL | Sliding | DOSL-241 | 02 | DOSL-241.02 | DOOR: sliding, bi-parting, 2 leaves, 1500 clear opening, solid, wide vision panel, with integral blind |  |  | 1 | DOOR | TRUE | FALSE | FALSE
DO | Doors | SL | Sliding | DOSL-241 | 03 | DOSL-241.03 | DOOR: sliding, bi-parting, 2 leaves, 1500 clear opening, solid, wide vision panel, with switchable glass |  |  | 1 | DOOR | TRUE | FALSE | FALSE
DO | Doors | SL | Sliding | DOSL-241 | 04 | DOSL-241.04 | DOOR: sliding, bi-parting, 2 leaves, 1500 clear opening, solid, shielded, wide vision panel, lead glass |  |  | 1 | DOOR | TRUE | FALSE | FALSE
DO | Doors | SL | Sliding | DOSL-241 | 05 | DOSL-241.05 | DOOR: sliding, bi-parting, 2 leaves, 1500 clear opening, solid, shielded, wide vision panel, lead glass, with integral blind |  |  | 1 | DOOR | TRUE | FALSE | FALSE
DO | Doors | SL | Sliding | DOSL-242 | 01 | DOSL-242.01 | DOOR: sliding, bi-parting, 2 leaves, 1600 clear opening, solid, wide vision panel |  |  | 1 | DOOR | TRUE | FALSE | FALSE
DO | Doors | SL | Sliding | DOSL-242 | 02 | DOSL-242.02 | DOOR: sliding, bi-parting, 2 leaves, 1600 clear opening, solid, wide vision panel, with integral blind |  |  | 1 | DOOR | TRUE | FALSE | FALSE
DO | Doors | SL | Sliding | DOSL-242 | 03 | DOSL-242.03 | DOOR: sliding, bi-parting, 2 leaves, 1600 clear opening, solid, wide vision panel, with switchable glass |  |  | 1 | DOOR | TRUE | FALSE | FALSE
DO | Doors | SL | Sliding | DOSL-242 | 04 | DOSL-242.04 | DOOR: sliding, bi-parting, 2 leaves, 1600 clear opening, solid, shielded, wide vision panel, lead glass |  |  | 1 | DOOR | TRUE | FALSE | FALSE
DO | Doors | SL | Sliding | DOSL-242 | 05 | DOSL-242.05 | DOOR: sliding, bi-parting, 2 leaves, 1600 clear opening, solid, shielded, wide vision panel, lead glass, with integral blind |  |  | 1 | DOOR | TRUE | FALSE | FALSE
DO | Doors | SL | Sliding | DOSL-243 | 01 | DOSL-243.01 | DOOR: sliding, bi-parting, 2 leaves, 1700 clear opening, solid, wide vision panel |  |  | 1 | DOOR | TRUE | FALSE | FALSE
DO | Doors | SL | Sliding | DOSL-243 | 02 | DOSL-243.02 | DOOR: sliding, bi-parting, 2 leaves, 1700 clear opening, solid, wide vision panel, with integral blind |  |  | 1 | DOOR | TRUE | FALSE | FALSE
DO | Doors | SL | Sliding | DOSL-243 | 03 | DOSL-243.03 | DOOR: sliding, bi-parting, 2 leaves, 1700 clear opening, solid, wide vision panel, with switchable glass |  |  | 1 | DOOR | TRUE | FALSE | FALSE
DO | Doors | SL | Sliding | DOSL-243 | 04 | DOSL-243.04 | DOOR: sliding, bi-parting, 2 leaves, 1700 clear opening, solid, shielded, wide vision panel, lead glass |  |  | 1 | DOOR | TRUE | FALSE | FALSE
DO | Doors | SL | Sliding | DOSL-243 | 05 | DOSL-243.05 | DOOR: sliding, bi-parting, 2 leaves, 1700 clear opening, solid, shielded, wide vision panel, lead glass, with integral blind |  |  | 1 | DOOR | TRUE | FALSE | FALSE
DO | Doors | SL | Sliding | DOSL-244 | 01 | DOSL-244.01 | DOOR: sliding, bi-parting, 2 leaves, 1800 clear opening, solid, wide vision panel |  |  | 1 | DOOR | TRUE | FALSE | FALSE
DO | Doors | SL | Sliding | DOSL-244 | 02 | DOSL-244.02 | DOOR: sliding, bi-parting, 2 leaves, 1800 clear opening, solid, wide vision panel, with integral blind |  |  | 1 | DOOR | TRUE | FALSE | FALSE
DO | Doors | SL | Sliding | DOSL-244 | 03 | DOSL-244.03 | DOOR: sliding, bi-parting, 2 leaves, 1800 clear opening, solid, wide vision panel, with switchable glass |  |  | 1 | DOOR | TRUE | FALSE | FALSE
DO | Doors | SL | Sliding | DOSL-244 | 04 | DOSL-244.04 | DOOR: sliding, bi-parting, 2 leaves, 1800 clear opening, solid, shielded, wide vision panel, lead glass |  |  | 1 | DOOR | TRUE | FALSE | FALSE
DO | Doors | SL | Sliding | DOSL-244 | 05 | DOSL-244.05 | DOOR: sliding, bi-parting, 2 leaves, 1800 clear opening, solid, shielded, wide vision panel, lead glass, with integral blind |  |  | 1 | DOOR | TRUE | FALSE | FALSE
DO | Doors | SL | Sliding | DOSL-245 | 01 | DOSL-245.01 | DOOR: sliding, bi-parting, 2 leaves, 1900 clear opening, solid, wide vision panel |  |  | 1 | DOOR | TRUE | FALSE | FALSE
DO | Doors | SL | Sliding | DOSL-245 | 02 | DOSL-245.02 | DOOR: sliding, bi-parting, 2 leaves, 1900 clear opening, solid, wide vision panel, with integral blind |  |  | 1 | DOOR | TRUE | FALSE | FALSE
DO | Doors | SL | Sliding | DOSL-245 | 03 | DOSL-245.03 | DOOR: sliding, bi-parting, 2 leaves, 1900 clear opening, solid, wide vision panel, with switchable glass |  |  | 1 | DOOR | TRUE | FALSE | FALSE
DO | Doors | SL | Sliding | DOSL-245 | 04 | DOSL-245.04 | DOOR: sliding, bi-parting, 2 leaves, 1900 clear opening, solid, shielded, wide vision panel, lead glass |  |  | 1 | DOOR | TRUE | FALSE | FALSE
DO | Doors | SL | Sliding | DOSL-245 | 05 | DOSL-245.05 | DOOR: sliding, bi-parting, 2 leaves, 1900 clear opening, solid, shielded, wide vision panel, lead glass, with integral blind |  |  | 1 | DOOR | TRUE | FALSE | FALSE
DO | Doors | SL | Sliding | DOSL-246 | 01 | DOSL-246.01 | DOOR: sliding, bi-parting, 2 leaves, 2000 clear opening, solid, wide vision panel |  |  | 1 | DOOR | TRUE | FALSE | FALSE
DO | Doors | SL | Sliding | DOSL-246 | 02 | DOSL-246.02 | DOOR: sliding, bi-parting, 2 leaves, 2000 clear opening, solid, wide vision panel, with integral blind |  |  | 1 | DOOR | TRUE | FALSE | FALSE
DO | Doors | SL | Sliding | DOSL-246 | 03 | DOSL-246.03 | DOOR: sliding, bi-parting, 2 leaves, 2000 clear opening, solid, wide vision panel, with switchable glass |  |  | 1 | DOOR | TRUE | FALSE | FALSE
DO | Doors | SL | Sliding | DOSL-246 | 04 | DOSL-246.04 | DOOR: sliding, bi-parting, 2 leaves, 2000 clear opening, solid, shielded, wide vision panel, lead glass |  |  | 1 | DOOR | TRUE | FALSE | FALSE
DO | Doors | SL | Sliding | DOSL-246 | 05 | DOSL-246.05 | DOOR: sliding, bi-parting, 2 leaves, 2000 clear opening, solid, shielded, wide vision panel, lead glass, with integral blind |  |  | 1 | DOOR | TRUE | FALSE | FALSE
DO | Doors | SL | Sliding | DOSL-247 | 01 | DOSL-247.01 | DOOR: sliding, bi-parting, 2 leaves, 2100 clear opening, solid, wide vision panel |  |  | 1 | DOOR | TRUE | FALSE | FALSE
DO | Doors | SL | Sliding | DOSL-247 | 02 | DOSL-247.02 | DOOR: sliding, bi-parting, 2 leaves, 2100 clear opening, solid, wide vision panel, with integral blind |  |  | 1 | DOOR | TRUE | FALSE | FALSE
DO | Doors | SL | Sliding | DOSL-247 | 03 | DOSL-247.03 | DOOR: sliding, bi-parting, 2 leaves, 2100 clear opening, solid, wide vision panel, with switchable glass |  |  | 1 | DOOR | TRUE | FALSE | FALSE
DO | Doors | SL | Sliding | DOSL-247 | 04 | DOSL-247.04 | DOOR: sliding, bi-parting, 2 leaves, 2100 clear opening, solid, shielded, wide vision panel, lead glass |  |  | 1 | DOOR | TRUE | FALSE | FALSE
DO | Doors | SL | Sliding | DOSL-247 | 05 | DOSL-247.05 | DOOR: sliding, bi-parting, 2 leaves, 2100 clear opening, solid, shielded, wide vision panel, lead glass, with integral blind |  |  | 1 | DOOR | TRUE | FALSE | FALSE
DO | Doors | SL | Sliding | DOSL-248 | 01 | DOSL-248.01 | DOOR: sliding, bi-parting, 2 leaves, 2200 clear opening, solid, wide vision panel |  |  | 1 | DOOR | TRUE | FALSE | FALSE
DO | Doors | SL | Sliding | DOSL-248 | 02 | DOSL-248.02 | DOOR: sliding, bi-parting, 2 leaves, 2200 clear opening, solid, wide vision panel, with integral blind |  |  | 1 | DOOR | TRUE | FALSE | FALSE
DO | Doors | SL | Sliding | DOSL-248 | 03 | DOSL-248.03 | DOOR: sliding, bi-parting, 2 leaves, 2200 clear opening, solid, wide vision panel, with switchable glass |  |  | 1 | DOOR | TRUE | FALSE | FALSE
DO | Doors | SL | Sliding | DOSL-248 | 04 | DOSL-248.04 | DOOR: sliding, bi-parting, 2 leaves, 2200 clear opening, solid, shielded, wide vision panel, lead glass |  |  | 1 | DOOR | TRUE | FALSE | FALSE
DO | Doors | SL | Sliding | DOSL-248 | 05 | DOSL-248.05 | DOOR: sliding, bi-parting, 2 leaves, 2200 clear opening, solid, shielded, wide vision panel, lead glass, with integral blind |  |  | 1 | DOOR | TRUE | FALSE | FALSE
DO | Doors | SL | Sliding | DOSL-249 | 01 | DOSL-249.01 | DOOR: sliding, bi-parting, 2 leaves, 2300 clear opening, solid, wide vision panel |  |  | 1 | DOOR | TRUE | FALSE | FALSE
DO | Doors | SL | Sliding | DOSL-249 | 02 | DOSL-249.02 | DOOR: sliding, bi-parting, 2 leaves, 2300 clear opening, solid, wide vision panel, with integral blind |  |  | 1 | DOOR | TRUE | FALSE | FALSE
DO | Doors | SL | Sliding | DOSL-249 | 03 | DOSL-249.03 | DOOR: sliding, bi-parting, 2 leaves, 2300 clear opening, solid, wide vision panel, with switchable glass |  |  | 1 | DOOR | TRUE | FALSE | FALSE
DO | Doors | SL | Sliding | DOSL-249 | 04 | DOSL-249.04 | DOOR: sliding, bi-parting, 2 leaves, 2300 clear opening, solid, shielded, wide vision panel, lead glass |  |  | 1 | DOOR | TRUE | FALSE | FALSE
DO | Doors | SL | Sliding | DOSL-249 | 05 | DOSL-249.05 | DOOR: sliding, bi-parting, 2 leaves, 2300 clear opening, solid, shielded, wide vision panel, lead glass, with integral blind |  |  | 1 | DOOR | TRUE | FALSE | FALSE
DO | Doors | SL | Sliding | DOSL-251 | 01 | DOSL-251.01 | DOOR: sliding, bi-parting, 2 leaves, 1500 clear opening, solid, fire rated, fire vision panel |  |  | 1 | DOOR | TRUE | FALSE | FALSE
DO | Doors | SL | Sliding | DOSL-251 | 02 | DOSL-251.02 | DOOR: sliding, bi-parting, 2 leaves, 1500 clear opening, solid, fire rated, fire vision panel, with cover |  |  | 1 | DOOR | TRUE | FALSE | FALSE
DO | Doors | SL | Sliding | DOSL-251 | 03 | DOSL-251.03 | DOOR: sliding, bi-parting, 2 leaves, 1500 clear opening, solid, fire rated, shielded, fire vision panel, lead glass |  |  | 1 | DOOR | TRUE | FALSE | FALSE
DO | Doors | SL | Sliding | DOSL-251 | 04 | DOSL-251.04 | DOOR: sliding, bi-parting, 2 leaves, 1500 clear opening, solid, fire rated, shielded, fire vision panel, lead glass, with cover |  |  | 1 | DOOR | TRUE | FALSE | FALSE
DO | Doors | SL | Sliding | DOSL-252 | 01 | DOSL-252.01 | DOOR: sliding, bi-parting, 2 leaves, 1600 clear opening, solid, fire rated, fire vision panel |  |  | 1 | DOOR | TRUE | FALSE | FALSE
DO | Doors | SL | Sliding | DOSL-252 | 02 | DOSL-252.02 | DOOR: sliding, bi-parting, 2 leaves, 1600 clear opening, solid, fire rated, fire vision panel, with cover |  |  | 1 | DOOR | TRUE | FALSE | FALSE
DO | Doors | SL | Sliding | DOSL-252 | 03 | DOSL-252.03 | DOOR: sliding, bi-parting, 2 leaves, 1600 clear opening, solid, fire rated, shielded, fire vision panel, lead glass |  |  | 1 | DOOR | TRUE | FALSE | FALSE
DO | Doors | SL | Sliding | DOSL-252 | 04 | DOSL-252.04 | DOOR: sliding, bi-parting, 2 leaves, 1600 clear opening, solid, fire rated, shielded, fire vision panel, lead glass, with cover |  |  | 1 | DOOR | TRUE | FALSE | FALSE
DO | Doors | SL | Sliding | DOSL-253 | 01 | DOSL-253.01 | DOOR: sliding, bi-parting, 2 leaves, 1700 clear opening, solid, fire rated, fire vision panel |  |  | 1 | DOOR | TRUE | FALSE | FALSE
DO | Doors | SL | Sliding | DOSL-253 | 02 | DOSL-253.02 | DOOR: sliding, bi-parting, 2 leaves, 1700 clear opening, solid, fire rated, fire vision panel, with cover |  |  | 1 | DOOR | TRUE | FALSE | FALSE
DO | Doors | SL | Sliding | DOSL-253 | 03 | DOSL-253.03 | DOOR: sliding, bi-parting, 2 leaves, 1700 clear opening, solid, fire rated, shielded, fire vision panel, lead glass |  |  | 1 | DOOR | TRUE | FALSE | FALSE
DO | Doors | SL | Sliding | DOSL-253 | 04 | DOSL-253.04 | DOOR: sliding, bi-parting, 2 leaves, 1700 clear opening, solid, fire rated, shielded, fire vision panel, lead glass, with cover |  |  | 1 | DOOR | TRUE | FALSE | FALSE
DO | Doors | SL | Sliding | DOSL-254 | 01 | DOSL-254.01 | DOOR: sliding, bi-parting, 2 leaves, 1800 clear opening, solid, fire rated, fire vision panel |  |  | 1 | DOOR | TRUE | FALSE | FALSE
DO | Doors | SL | Sliding | DOSL-254 | 02 | DOSL-254.02 | DOOR: sliding, bi-parting, 2 leaves, 1800 clear opening, solid, fire rated, fire vision panel, with cover |  |  | 1 | DOOR | TRUE | FALSE | FALSE
DO | Doors | SL | Sliding | DOSL-254 | 03 | DOSL-254.03 | DOOR: sliding, bi-parting, 2 leaves, 1800 clear opening, solid, fire rated, shielded, fire vision panel, lead glass |  |  | 1 | DOOR | TRUE | FALSE | FALSE
DO | Doors | SL | Sliding | DOSL-254 | 04 | DOSL-254.04 | DOOR: sliding, bi-parting, 2 leaves, 1800 clear opening, solid, fire rated, shielded, fire vision panel, lead glass, with cover |  |  | 1 | DOOR | TRUE | FALSE | FALSE
DO | Doors | SL | Sliding | DOSL-255 | 01 | DOSL-255.01 | DOOR: sliding, bi-parting, 2 leaves, 1900 clear opening, solid, fire rated, fire vision panel |  |  | 1 | DOOR | TRUE | FALSE | FALSE
DO | Doors | SL | Sliding | DOSL-255 | 02 | DOSL-255.02 | DOOR: sliding, bi-parting, 2 leaves, 1900 clear opening, solid, fire rated, fire vision panel, with cover |  |  | 1 | DOOR | TRUE | FALSE | FALSE
DO | Doors | SL | Sliding | DOSL-255 | 03 | DOSL-255.03 | DOOR: sliding, bi-parting, 2 leaves, 1900 clear opening, solid, fire rated, shielded, fire vision panel, lead glass |  |  | 1 | DOOR | TRUE | FALSE | FALSE
DO | Doors | SL | Sliding | DOSL-255 | 04 | DOSL-255.04 | DOOR: sliding, bi-parting, 2 leaves, 1900 clear opening, solid, fire rated, shielded, fire vision panel, lead glass, with cover |  |  | 1 | DOOR | TRUE | FALSE | FALSE
DO | Doors | SL | Sliding | DOSL-256 | 01 | DOSL-256.01 | DOOR: sliding, bi-parting, 2 leaves, 2000 clear opening, solid, fire rated, fire vision panel |  |  | 1 | DOOR | TRUE | FALSE | FALSE
DO | Doors | SL | Sliding | DOSL-256 | 02 | DOSL-256.02 | DOOR: sliding, bi-parting, 2 leaves, 2000 clear opening, solid, fire rated, fire vision panel, with cover |  |  | 1 | DOOR | TRUE | FALSE | FALSE
DO | Doors | SL | Sliding | DOSL-256 | 03 | DOSL-256.03 | DOOR: sliding, bi-parting, 2 leaves, 2000 clear opening, solid, fire rated, shielded, fire vision panel, lead glass |  |  | 1 | DOOR | TRUE | FALSE | FALSE
DO | Doors | SL | Sliding | DOSL-256 | 04 | DOSL-256.04 | DOOR: sliding, bi-parting, 2 leaves, 2000 clear opening, solid, fire rated, shielded, fire vision panel, lead glass, with cover |  |  | 1 | DOOR | TRUE | FALSE | FALSE
DO | Doors | SL | Sliding | DOSL-257 | 01 | DOSL-257.01 | DOOR: sliding, bi-parting, 2 leaves, 2100 clear opening, solid, fire rated, fire vision panel |  |  | 1 | DOOR | TRUE | FALSE | FALSE
DO | Doors | SL | Sliding | DOSL-257 | 02 | DOSL-257.02 | DOOR: sliding, bi-parting, 2 leaves, 2100 clear opening, solid, fire rated, fire vision panel, with cover |  |  | 1 | DOOR | TRUE | FALSE | FALSE
DO | Doors | SL | Sliding | DOSL-257 | 03 | DOSL-257.03 | DOOR: sliding, bi-parting, 2 leaves, 2100 clear opening, solid, fire rated, shielded, fire vision panel, lead glass |  |  | 1 | DOOR | TRUE | FALSE | FALSE
DO | Doors | SL | Sliding | DOSL-257 | 04 | DOSL-257.04 | DOOR: sliding, bi-parting, 2 leaves, 2100 clear opening, solid, fire rated, shielded, fire vision panel, lead glass, with cover |  |  | 1 | DOOR | TRUE | FALSE | FALSE
DO | Doors | SL | Sliding | DOSL-258 | 01 | DOSL-258.01 | DOOR: sliding, bi-parting, 2 leaves, 2200 clear opening, solid, fire rated, fire vision panel |  |  | 1 | DOOR | TRUE | FALSE | FALSE
DO | Doors | SL | Sliding | DOSL-258 | 02 | DOSL-258.02 | DOOR: sliding, bi-parting, 2 leaves, 2200 clear opening, solid, fire rated, fire vision panel, with cover |  |  | 1 | DOOR | TRUE | FALSE | FALSE
DO | Doors | SL | Sliding | DOSL-258 | 03 | DOSL-258.03 | DOOR: sliding, bi-parting, 2 leaves, 2200 clear opening, solid, fire rated, shielded, fire vision panel, lead glass |  |  | 1 | DOOR | TRUE | FALSE | FALSE
DO | Doors | SL | Sliding | DOSL-258 | 04 | DOSL-258.04 | DOOR: sliding, bi-parting, 2 leaves, 2200 clear opening, solid, fire rated, shielded, fire vision panel, lead glass, with cover |  |  | 1 | DOOR | TRUE | FALSE | FALSE
DO | Doors | SL | Sliding | DOSL-259 | 01 | DOSL-259.01 | DOOR: sliding, bi-parting, 2 leaves, 2300 clear opening, solid, fire rated, fire vision panel |  |  | 1 | DOOR | TRUE | FALSE | FALSE
DO | Doors | SL | Sliding | DOSL-259 | 02 | DOSL-259.02 | DOOR: sliding, bi-parting, 2 leaves, 2300 clear opening, solid, fire rated, fire vision panel, with cover |  |  | 1 | DOOR | TRUE | FALSE | FALSE
DO | Doors | SL | Sliding | DOSL-259 | 03 | DOSL-259.03 | DOOR: sliding, bi-parting, 2 leaves, 2300 clear opening, solid, fire rated, shielded, fire vision panel, lead glass |  |  | 1 | DOOR | TRUE | FALSE | FALSE
DO | Doors | SL | Sliding | DOSL-259 | 04 | DOSL-259.04 | DOOR: sliding, bi-parting, 2 leaves, 2300 clear opening, solid, fire rated, shielded, fire vision panel, lead glass, with cover |  |  | 1 | DOOR | TRUE | FALSE | FALSE
DO | Doors | SL | Sliding | DOSL-261 | 01 | DOSL-261.01 | DOOR: sliding, bi-parting, 2 leaves, 1500 clear opening, fully glazed, framed |  |  | 1 | DOOR | TRUE | FALSE | FALSE
DO | Doors | SL | Sliding | DOSL-261 | 02 | DOSL-261.02 | DOOR: sliding, bi-parting, 2 leaves, 1500 clear opening, fully glazed, framed, with integral blinds |  |  | 1 | DOOR | TRUE | FALSE | FALSE
DO | Doors | SL | Sliding | DOSL-261 | 03 | DOSL-261.03 | DOOR: sliding, bi-parting, 2 leaves, 1500 clear opening, fully glazed, framed, with switchable glass |  |  | 1 | DOOR | TRUE | FALSE | FALSE
DO | Doors | SL | Sliding | DOSL-262 | 01 | DOSL-262.01 | DOOR: sliding, bi-parting, 2 leaves, 1600 clear opening, fully glazed, framed |  |  | 1 | DOOR | TRUE | FALSE | FALSE
DO | Doors | SL | Sliding | DOSL-262 | 02 | DOSL-262.02 | DOOR: sliding, bi-parting, 2 leaves, 1600 clear opening, fully glazed, framed, with integral blinds |  |  | 1 | DOOR | TRUE | FALSE | FALSE
DO | Doors | SL | Sliding | DOSL-262 | 03 | DOSL-262.03 | DOOR: sliding, bi-parting, 2 leaves, 1600 clear opening, fully glazed, framed, with switchable glass |  |  | 1 | DOOR | TRUE | FALSE | FALSE
DO | Doors | SL | Sliding | DOSL-263 | 01 | DOSL-263.01 | DOOR: sliding, bi-parting, 2 leaves, 1700 clear opening, fully glazed, framed |  |  | 1 | DOOR | TRUE | FALSE | FALSE
DO | Doors | SL | Sliding | DOSL-263 | 02 | DOSL-263.02 | DOOR: sliding, bi-parting, 2 leaves, 1700 clear opening, fully glazed, framed, with integral blinds |  |  | 1 | DOOR | TRUE | FALSE | FALSE
DO | Doors | SL | Sliding | DOSL-263 | 03 | DOSL-263.03 | DOOR: sliding, bi-parting, 2 leaves, 1700 clear opening, fully glazed, framed, with switchable glass |  |  | 1 | DOOR | TRUE | FALSE | FALSE
DO | Doors | SL | Sliding | DOSL-264 | 01 | DOSL-264.01 | DOOR: sliding, bi-parting, 2 leaves, 1800 clear opening, fully glazed, framed |  |  | 1 | DOOR | TRUE | FALSE | FALSE
DO | Doors | SL | Sliding | DOSL-264 | 02 | DOSL-264.02 | DOOR: sliding, bi-parting, 2 leaves, 1800 clear opening, fully glazed, framed, with integral blinds |  |  | 1 | DOOR | TRUE | FALSE | FALSE
DO | Doors | SL | Sliding | DOSL-264 | 03 | DOSL-264.03 | DOOR: sliding, bi-parting, 2 leaves, 1800 clear opening, fully glazed, framed, with switchable glass |  |  | 1 | DOOR | TRUE | FALSE | FALSE
DO | Doors | SL | Sliding | DOSL-265 | 01 | DOSL-265.01 | DOOR: sliding, bi-parting, 2 leaves, 1900 clear opening, fully glazed, framed |  |  | 1 | DOOR | TRUE | FALSE | FALSE
DO | Doors | SL | Sliding | DOSL-265 | 02 | DOSL-265.02 | DOOR: sliding, bi-parting, 2 leaves, 1900 clear opening, fully glazed, framed, with integral blinds |  |  | 1 | DOOR | TRUE | FALSE | FALSE
DO | Doors | SL | Sliding | DOSL-265 | 03 | DOSL-265.03 | DOOR: sliding, bi-parting, 2 leaves, 1900 clear opening, fully glazed, framed, with switchable glass |  |  | 1 | DOOR | TRUE | FALSE | FALSE
DO | Doors | SL | Sliding | DOSL-266 | 01 | DOSL-266.01 | DOOR: sliding, bi-parting, 2 leaves, 2000 clear opening, fully glazed, framed |  |  | 1 | DOOR | TRUE | FALSE | FALSE
DO | Doors | SL | Sliding | DOSL-266 | 02 | DOSL-266.02 | DOOR: sliding, bi-parting, 2 leaves, 2000 clear opening, fully glazed, framed, with integral blinds |  |  | 1 | DOOR | TRUE | FALSE | FALSE
DO | Doors | SL | Sliding | DOSL-266 | 03 | DOSL-266.03 | DOOR: sliding, bi-parting, 2 leaves, 2000 clear opening, fully glazed, framed, with switchable glass |  |  | 1 | DOOR | TRUE | FALSE | FALSE
DO | Doors | SL | Sliding | DOSL-267 | 01 | DOSL-267.01 | DOOR: sliding, bi-parting, 2 leaves, 2100 clear opening, fully glazed, framed |  |  | 1 | DOOR | TRUE | FALSE | FALSE
DO | Doors | SL | Sliding | DOSL-267 | 02 | DOSL-267.02 | DOOR: sliding, bi-parting, 2 leaves, 2100 clear opening, fully glazed, framed, with integral blinds |  |  | 1 | DOOR | TRUE | FALSE | FALSE
DO | Doors | SL | Sliding | DOSL-267 | 03 | DOSL-267.03 | DOOR: sliding, bi-parting, 2 leaves, 2100 clear opening, fully glazed, framed, with switchable glass |  |  | 1 | DOOR | TRUE | FALSE | FALSE
DO | Doors | SL | Sliding | DOSL-268 | 01 | DOSL-268.01 | DOOR: sliding, bi-parting, 2 leaves, 2200 clear opening, fully glazed, framed |  |  | 1 | DOOR | TRUE | FALSE | FALSE
DO | Doors | SL | Sliding | DOSL-268 | 02 | DOSL-268.02 | DOOR: sliding, bi-parting, 2 leaves, 2200 clear opening, fully glazed, framed, with integral blinds |  |  | 1 | DOOR | TRUE | FALSE | FALSE
DO | Doors | SL | Sliding | DOSL-268 | 03 | DOSL-268.03 | DOOR: sliding, bi-parting, 2 leaves, 2200 clear opening, fully glazed, framed, with switchable glass |  |  | 1 | DOOR | TRUE | FALSE | FALSE
DO | Doors | SL | Sliding | DOSL-269 | 01 | DOSL-269.01 | DOOR: sliding, bi-parting, 2 leaves, 2300 clear opening, fully glazed, framed |  |  | 1 | DOOR | TRUE | FALSE | FALSE
DO | Doors | SL | Sliding | DOSL-269 | 02 | DOSL-269.02 | DOOR: sliding, bi-parting, 2 leaves, 2300 clear opening, fully glazed, framed, with integral blinds |  |  | 1 | DOOR | TRUE | FALSE | FALSE
DO | Doors | SL | Sliding | DOSL-269 | 03 | DOSL-269.03 | DOOR: sliding, bi-parting, 2 leaves, 2300 clear opening, fully glazed, framed, with switchable glass |  |  | 1 | DOOR | TRUE | FALSE | FALSE
DO | Doors | SL | Sliding | DOSL-271 | 01 | DOSL-271.01 | DOOR: sliding, bi-parting, 2 leaves, 1500 clear opening, fully glazed, framed with mid-rail |  |  | 1 | DOOR | TRUE | FALSE | FALSE
DO | Doors | SL | Sliding | DOSL-271 | 02 | DOSL-271.02 | DOOR: sliding, bi-parting, 2 leaves, 1500 clear opening, fully glazed, framed with mid-rail, with integral blinds |  |  | 1 | DOOR | TRUE | FALSE | FALSE
DO | Doors | SL | Sliding | DOSL-271 | 03 | DOSL-271.03 | DOOR: sliding, bi-parting, 2 leaves, 1500 clear opening, fully glazed, framed with mid-rail, with switchable glass |  |  | 1 | DOOR | TRUE | FALSE | FALSE
DO | Doors | SL | Sliding | DOSL-272 | 01 | DOSL-272.01 | DOOR: sliding, bi-parting, 2 leaves, 1600 clear opening, fully glazed, framed with mid-rail |  |  | 1 | DOOR | TRUE | FALSE | FALSE
DO | Doors | SL | Sliding | DOSL-272 | 02 | DOSL-272.02 | DOOR: sliding, bi-parting, 2 leaves, 1600 clear opening, fully glazed, framed with mid-rail, with integral blinds |  |  | 1 | DOOR | TRUE | FALSE | FALSE
DO | Doors | SL | Sliding | DOSL-272 | 03 | DOSL-272.03 | DOOR: sliding, bi-parting, 2 leaves, 1600 clear opening, fully glazed, framed with mid-rail, with switchable glass |  |  | 1 | DOOR | TRUE | FALSE | FALSE
DO | Doors | SL | Sliding | DOSL-273 | 01 | DOSL-273.01 | DOOR: sliding, bi-parting, 2 leaves, 1700 clear opening, fully glazed, framed with mid-rail |  |  | 1 | DOOR | TRUE | FALSE | FALSE
DO | Doors | SL | Sliding | DOSL-273 | 02 | DOSL-273.02 | DOOR: sliding, bi-parting, 2 leaves, 1700 clear opening, fully glazed, framed with mid-rail, with integral blinds |  |  | 1 | DOOR | TRUE | FALSE | FALSE
DO | Doors | SL | Sliding | DOSL-273 | 03 | DOSL-273.03 | DOOR: sliding, bi-parting, 2 leaves, 1700 clear opening, fully glazed, framed with mid-rail, with switchable glass |  |  | 1 | DOOR | TRUE | FALSE | FALSE
DO | Doors | SL | Sliding | DOSL-274 | 01 | DOSL-274.01 | DOOR: sliding, bi-parting, 2 leaves, 1800 clear opening, fully glazed, framed with mid-rail |  |  | 1 | DOOR | TRUE | FALSE | FALSE
DO | Doors | SL | Sliding | DOSL-274 | 02 | DOSL-274.02 | DOOR: sliding, bi-parting, 2 leaves, 1800 clear opening, fully glazed, framed with mid-rail, with integral blinds |  |  | 1 | DOOR | TRUE | FALSE | FALSE
DO | Doors | SL | Sliding | DOSL-274 | 03 | DOSL-274.03 | DOOR: sliding, bi-parting, 2 leaves, 1800 clear opening, fully glazed, framed with mid-rail, with switchable glass |  |  | 1 | DOOR | TRUE | FALSE | FALSE
DO | Doors | SL | Sliding | DOSL-275 | 01 | DOSL-275.01 | DOOR: sliding, bi-parting, 2 leaves, 1900 clear opening, fully glazed, framed with mid-rail |  |  | 1 | DOOR | TRUE | FALSE | FALSE
DO | Doors | SL | Sliding | DOSL-275 | 02 | DOSL-275.02 | DOOR: sliding, bi-parting, 2 leaves, 1900 clear opening, fully glazed, framed with mid-rail, with integral blinds |  |  | 1 | DOOR | TRUE | FALSE | FALSE
DO | Doors | SL | Sliding | DOSL-275 | 03 | DOSL-275.03 | DOOR: sliding, bi-parting, 2 leaves, 1900 clear opening, fully glazed, framed with mid-rail, with switchable glass |  |  | 1 | DOOR | TRUE | FALSE | FALSE
DO | Doors | SL | Sliding | DOSL-276 | 01 | DOSL-276.01 | DOOR: sliding, bi-parting, 2 leaves, 2000 clear opening, fully glazed, framed with mid-rail |  |  | 1 | DOOR | TRUE | FALSE | FALSE
DO | Doors | SL | Sliding | DOSL-276 | 02 | DOSL-276.02 | DOOR: sliding, bi-parting, 2 leaves, 2000 clear opening, fully glazed, framed with mid-rail, with integral blinds |  |  | 1 | DOOR | TRUE | FALSE | FALSE
DO | Doors | SL | Sliding | DOSL-276 | 03 | DOSL-276.03 | DOOR: sliding, bi-parting, 2 leaves, 2000 clear opening, fully glazed, framed with mid-rail, with switchable glass |  |  | 1 | DOOR | TRUE | FALSE | FALSE
DO | Doors | SL | Sliding | DOSL-277 | 01 | DOSL-277.01 | DOOR: sliding, bi-parting, 2 leaves, 2100 clear opening, fully glazed, framed with mid-rail |  |  | 1 | DOOR | TRUE | FALSE | FALSE
DO | Doors | SL | Sliding | DOSL-277 | 02 | DOSL-277.02 | DOOR: sliding, bi-parting, 2 leaves, 2100 clear opening, fully glazed, framed with mid-rail, with integral blinds |  |  | 1 | DOOR | TRUE | FALSE | FALSE
DO | Doors | SL | Sliding | DOSL-277 | 03 | DOSL-277.03 | DOOR: sliding, bi-parting, 2 leaves, 2100 clear opening, fully glazed, framed with mid-rail, with switchable glass |  |  | 1 | DOOR | TRUE | FALSE | FALSE
DO | Doors | SL | Sliding | DOSL-278 | 01 | DOSL-278.01 | DOOR: sliding, bi-parting, 2 leaves, 2200 clear opening, fully glazed, framed with mid-rail |  |  | 1 | DOOR | TRUE | FALSE | FALSE
DO | Doors | SL | Sliding | DOSL-278 | 02 | DOSL-278.02 | DOOR: sliding, bi-parting, 2 leaves, 2200 clear opening, fully glazed, framed with mid-rail, with integral blinds |  |  | 1 | DOOR | TRUE | FALSE | FALSE
DO | Doors | SL | Sliding | DOSL-278 | 03 | DOSL-278.03 | DOOR: sliding, bi-parting, 2 leaves, 2200 clear opening, fully glazed, framed with mid-rail, with switchable glass |  |  | 1 | DOOR | TRUE | FALSE | FALSE
DO | Doors | SL | Sliding | DOSL-279 | 01 | DOSL-279.01 | DOOR: sliding, bi-parting, 2 leaves, 2300 clear opening, fully glazed, framed with mid-rail |  |  | 1 | DOOR | TRUE | FALSE | FALSE
DO | Doors | SL | Sliding | DOSL-279 | 02 | DOSL-279.02 | DOOR: sliding, bi-parting, 2 leaves, 2300 clear opening, fully glazed, framed with mid-rail, with integral blinds |  |  | 1 | DOOR | TRUE | FALSE | FALSE
DO | Doors | SL | Sliding | DOSL-279 | 03 | DOSL-279.03 | DOOR: sliding, bi-parting, 2 leaves, 2300 clear opening, fully glazed, framed with mid-rail, with switchable glass |  |  | 1 | DOOR | TRUE | FALSE | FALSE
DO | Doors | SP | Special |  | 001 | DOSP-001 | DOOR: hinged, 1 leaf, 800 clear opening, solid, cool room |  |  | 1 | DOOR | TRUE | FALSE | FALSE
DO | Doors | SP | Special |  | 002 | DOSP-002 | DOOR: hinged, 1 leaf, 850 clear opening, solid, cool room |  |  | 1 | DOOR | TRUE | FALSE | FALSE
DO | Doors | SP | Special |  | 003 | DOSP-003 | DOOR: hinged, 1 leaf, 900 clear opening, solid, cool room | DWGE-004 | DOOR: coolroom, metal, prefinished | 1 | DOOR | TRUE | FALSE | FALSE
DO | Doors | SP | Special |  | 004 | DOSP-004 | DOOR: hinged, 1 leaf, 950 clear opening, solid, cool room |  |  | 1 | DOOR | TRUE | FALSE | FALSE
DO | Doors | SP | Special |  | 005 | DOSP-005 | DOOR: hinged, 1 leaf, 1000 clear opening, solid, cool room |  |  | 1 | DOOR | TRUE | FALSE | FALSE
DO | Doors | SP | Special |  | 006 | DOSP-006 | DOOR: hinged, 1 leaf, 1050 clear opening, solid, cool room |  |  | 1 | DOOR | TRUE | FALSE | FALSE
DO | Doors | SP | Special |  | 007 | DOSP-007 | DOOR: hinged, 1 leaf, 1100 clear opening, solid, cool room |  |  | 1 | DOOR | TRUE | FALSE | FALSE
DO | Doors | SP | Special |  | 011 | DOSP-011 | DOOR: hinged, 1 leaf, 800 clear opening, solid, cool room, small vision panel |  |  | 1 | DOOR | TRUE | FALSE | FALSE
DO | Doors | SP | Special |  | 012 | DOSP-012 | DOOR: hinged, 1 leaf, 850 clear opening, solid, cool room, small vision panel |  |  | 1 | DOOR | TRUE | FALSE | FALSE
DO | Doors | SP | Special |  | 013 | DOSP-013 | DOOR: hinged, 1 leaf, 900 clear opening, solid, cool room, small vision panel |  |  | 1 | DOOR | TRUE | FALSE | FALSE
DO | Doors | SP | Special |  | 014 | DOSP-014 | DOOR: hinged, 1 leaf, 950 clear opening, solid, cool room, small vision panel |  |  | 1 | DOOR | TRUE | FALSE | FALSE
DO | Doors | SP | Special |  | 015 | DOSP-015 | DOOR: hinged, 1 leaf, 1000 clear opening, solid, cool room, small vision panel |  |  | 1 | DOOR | TRUE | FALSE | FALSE
DO | Doors | SP | Special |  | 016 | DOSP-016 | DOOR: hinged, 1 leaf, 1050 clear opening, solid, cool room, small vision panel |  |  | 1 | DOOR | TRUE | FALSE | FALSE
DO | Doors | SP | Special |  | 017 | DOSP-017 | DOOR: hinged, 1 leaf, 1100 clear opening, solid, cool room, small vision panel |  |  | 1 | DOOR | TRUE | FALSE | FALSE
DO | Doors | SP | Special |  | 021 | DOSP-021 | DOOR: sliding, 1 leaf, 800 clear opening, solid, cool room |  |  | 1 | DOOR | TRUE | FALSE | FALSE
DO | Doors | SP | Special |  | 022 | DOSP-022 | DOOR: sliding, 1 leaf, 850 clear opening, solid, cool room |  |  | 1 | DOOR | TRUE | FALSE | FALSE
DO | Doors | SP | Special |  | 023 | DOSP-023 | DOOR: sliding, 1 leaf, 900 clear opening, solid, cool room |  |  | 1 | DOOR | TRUE | FALSE | FALSE
DO | Doors | SP | Special |  | 024 | DOSP-024 | DOOR: sliding, 1 leaf, 950 clear opening, solid, cool room |  |  | 1 | DOOR | TRUE | FALSE | FALSE
DO | Doors | SP | Special |  | 025 | DOSP-025 | DOOR: sliding, 1 leaf, 1000 clear opening, solid, cool room |  |  | 1 | DOOR | TRUE | FALSE | FALSE
DO | Doors | SP | Special |  | 026 | DOSP-026 | DOOR: sliding, 1 leaf, 1050 clear opening, solid, cool room |  |  | 1 | DOOR | TRUE | FALSE | FALSE
DO | Doors | SP | Special |  | 027 | DOSP-027 | DOOR: sliding, 1 leaf, 1100 clear opening, solid, cool room |  |  | 1 | DOOR | TRUE | FALSE | FALSE
DO | Doors | SP | Special |  | 031 | DOSP-031 | DOOR: sliding, 1 leaf, 800 clear opening, solid, cool room, small vision panel |  |  | 1 | DOOR | TRUE | FALSE | FALSE
DO | Doors | SP | Special |  | 032 | DOSP-032 | DOOR: sliding, 1 leaf, 850 clear opening, solid, cool room, small vision panel |  |  | 1 | DOOR | TRUE | FALSE | FALSE
DO | Doors | SP | Special |  | 033 | DOSP-033 | DOOR: sliding, 1 leaf, 900 clear opening, solid, cool room, small vision panel |  |  | 1 | DOOR | TRUE | FALSE | FALSE
DO | Doors | SP | Special |  | 034 | DOSP-034 | DOOR: sliding, 1 leaf, 950 clear opening, solid, cool room, small vision panel |  |  | 1 | DOOR | TRUE | FALSE | FALSE
DO | Doors | SP | Special |  | 035 | DOSP-035 | DOOR: sliding, 1 leaf, 1000 clear opening, solid, cool room, small vision panel |  |  | 1 | DOOR | TRUE | FALSE | FALSE
DO | Doors | SP | Special |  | 036 | DOSP-036 | DOOR: sliding, 1 leaf, 1050 clear opening, solid, cool room, small vision panel |  |  | 1 | DOOR | TRUE | FALSE | FALSE
DO | Doors | SP | Special |  | 037 | DOSP-037 | DOOR: sliding, 1 leaf, 1100 clear opening, solid, cool room, small vision panel |  |  | 1 | DOOR | TRUE | FALSE | FALSE
DO | Doors | SP | Special |  | 061 | DOSP-061 | DOOR: sliding, bi-parting, 2 leaves, 1200 clear opening, solid, cool room |  |  | 1 | DOOR | TRUE | FALSE | FALSE
DO | Doors | SP | Special |  | 062 | DOSP-062 | DOOR: sliding, bi-parting, 2 leaves, 1300 clear opening, solid, cool room |  |  | 1 | DOOR | TRUE | FALSE | FALSE
DO | Doors | SP | Special |  | 063 | DOSP-063 | DOOR: sliding, bi-parting, 2 leaves, 1400 clear opening, solid, cool room |  |  | 1 | DOOR | TRUE | FALSE | FALSE
DO | Doors | SP | Special |  | 064 | DOSP-064 | DOOR: sliding, bi-parting, 1500 clear opening, solid, cool room |  |  | 1 | DOOR | TRUE | FALSE | FALSE
DO | Doors | SP | Special |  | 065 | DOSP-065 | DOOR: sliding, bi-parting, 1600 clear opening, solid, cool room |  |  | 1 | DOOR | TRUE | FALSE | FALSE
DO | Doors | SP | Special |  | 066 | DOSP-066 | DOOR: sliding, bi-parting, 2 leaves, 1700 clear opening, solid, cool room |  |  | 1 | DOOR | TRUE | FALSE | FALSE
DO | Doors | SP | Special |  | 067 | DOSP-067 | DOOR: sliding, bi-parting, 2 leaves, 1800 clear opening, solid, cool room |  |  | 1 | DOOR | TRUE | FALSE | FALSE
DO | Doors | SP | Special |  | 071 | DOSP-071 | DOOR: sliding, bi-parting, 2 leaves, 1200 clear opening, solid, cool room, small vision panel |  |  | 1 | DOOR | TRUE | FALSE | FALSE
DO | Doors | SP | Special |  | 072 | DOSP-072 | DOOR: sliding, bi-parting, 2 leaves, 1300 clear opening, solid, cool room, small vision panel |  |  | 1 | DOOR | TRUE | FALSE | FALSE
DO | Doors | SP | Special |  | 073 | DOSP-073 | DOOR: sliding, bi-parting, 2 leaves, 1400 clear opening, solid, cool room, small vision panel |  |  | 1 | DOOR | TRUE | FALSE | FALSE
DO | Doors | SP | Special |  | 074 | DOSP-074 | DOOR: sliding, bi-parting, 2 leaves, 1500 clear opening, solid, cool room, small vision panel |  |  | 1 | DOOR | TRUE | FALSE | FALSE
DO | Doors | SP | Special |  | 075 | DOSP-075 | DOOR: sliding, bi-parting, 2 leaves, 1600 clear opening, solid, cool room, small vision panel |  |  | 1 | DOOR | TRUE | FALSE | FALSE
DO | Doors | SP | Special |  | 076 | DOSP-076 | DOOR: sliding, bi-parting, 2 leaves, 1700 clear opening, solid, cool room, small vision panel |  |  | 1 | DOOR | TRUE | FALSE | FALSE
DO | Doors | SP | Special |  | 077 | DOSP-077 | DOOR: sliding, bi-parting, 2 leaves, 1800 clear opening, solid, cool room, small vision panel |  |  | 1 | DOOR | TRUE | FALSE | FALSE
DO | Doors | SP | Special |  | 101 | DOSP-101 | DOOR: hinged, 1 leaf, 900 clear opening, solid, strong room | DWGE-003 | DOOR: 910mm c/o, steel, strongroom, security door, paint | 1 | DOOR | TRUE | FALSE | FALSE
DO | Doors | SP | Special |  | 102 | DOSP-102 | DOOR: hinged, 1 leaf, 950 clear opening, solid, strong room |  |  | 1 | DOOR | TRUE | FALSE | FALSE
DO | Doors | SP | Special |  | 103 | DOSP-103 | DOOR: hinged, 1 leaf, 1000 clear opening, solid, strong room |  |  | 1 | DOOR | TRUE | FALSE | FALSE
DO | Doors | SP | Special |  | 104 | DOSP-104 | DOOR: hinged, 1 leaf, 1050 clear opening, solid, strong room |  |  | 1 | DOOR | TRUE | FALSE | FALSE
DO | Doors | SP | Special |  | 105 | DOSP-105 | DOOR: hinged, 1 leaf, 1100 clear opening, solid, strong room |  |  | 1 | DOOR | TRUE | FALSE | FALSE
DO | Doors | SP | Special |  | 121 | DOSP-121 | DOOR: hinged, 1 leaf, 900 clear opening, mesh grille, strong room | DWGE-002 | DOOR: 910mm c/o, steel, strongroom, grille gate door, paint | 1 | DOOR | TRUE | FALSE | FALSE
DO | Doors | SP | Special |  | 122 | DOSP-122 | DOOR: hinged, 1 leaf, 950 clear opening, mesh grille, strong room |  |  | 1 | DOOR | TRUE | FALSE | FALSE
DO | Doors | SP | Special |  | 123 | DOSP-123 | DOOR: hinged, 1 leaf, 1000 clear opening, mesh grille, strong room |  |  | 1 | DOOR | TRUE | FALSE | FALSE
DO | Doors | SP | Special |  | 124 | DOSP-124 | DOOR: hinged, 1 leaf, 1050 clear opening, mesh grille, strong room |  |  | 1 | DOOR | TRUE | FALSE | FALSE
DO | Doors | SP | Special |  | 125 | DOSP-125 | DOOR: hinged, 1 leaf, 1100 clear opening, mesh grille, strong room |  |  | 1 | DOOR | TRUE | FALSE | FALSE
DO | Doors | SP | Special |  | 151 | DOSP-151 | DOOR: hinged, 1 leaf, 1200 clear opening, solid, anti-ligature, small vision panel, mental health seclusion room |  |  | 1 | DOOR | TRUE | FALSE | FALSE
DO | Doors | SP | Special |  | 152 | DOSP-152 | DOOR: hinged, 1 leaf, 1250 clear opening, solid, anti-ligature, small vision panel, mental health seclusion room | DWGL-075 | DOOR: 1270mm c/o, 1 leaf, observation panel, solid core/safety glass, paint | 1 | DOOR | TRUE | FALSE | FALSE
DO | Doors | SP | Special |  | 201 | DOSP-201 | GATE: hinged, 1 leaf, 850 clear opening |  |  | 1 | DOOR | TRUE | FALSE | FALSE
DO | Doors | SP | Special |  | 202 | DOSP-202 | GATE: hinged, 1 leaf, 900 clear opening | DWGE-013 | GATE: 1 leaf, steel, prefinished | 1 | DOOR | TRUE | FALSE | FALSE
DO | Doors | SP | Special |  | 203 | DOSP-203 | GATE: hinged, 1 leaf, 950 clear opening |  |  | 1 | DOOR | TRUE | FALSE | FALSE
DO | Doors | SP | Special |  | 204 | DOSP-204 | GATE: hinged, 1 leaf, 1000 clear opening |  |  | 1 | DOOR | TRUE | FALSE | FALSE
DO | Doors | SP | Special |  | 205 | DOSP-205 | GATE: hinged, 1 leaf, 1050 clear opening |  |  | 1 | DOOR | TRUE | FALSE | FALSE
DO | Doors | SP | Special |  | 206 | DOSP-206 | GATE: hinged, 1 leaf, 1100 clear opening |  |  | 1 | DOOR | TRUE | FALSE | FALSE
DO | Doors | SP | Special |  | 207 | DOSP-207 | GATE: hinged, 1 leaf, 1150 clear opening |  |  | 1 | DOOR | TRUE | FALSE | FALSE
DO | Doors | SP | Special |  | 208 | DOSP-208 | GATE: hinged, 1 leaf, 1200 clear opening |  |  | 1 | DOOR | TRUE | FALSE | FALSE
DO | Doors | SP | Special |  | 141 | DOSP-141 | DOOR: hinged, 1 leaf, 1200 clear opening, radio frequency shielding, MRI imaging room |  |  | 1 | DOOR | TRUE | FALSE | TRUE
DO | Doors | SP | Special |  | 153 | DOSP-153 | DOOR: hinged, 1 leaf, 1300 clear opening, solid, anti-ligature, small vision panel, mental health seclusion room | DWGL-075 | DOOR: 1270mm c/o, 1 leaf, observation panel, solid core/safety glass, paint | 1 | DOOR | TRUE | FALSE | FALSE
DO | Doors | SP | Special |  | 142 | DOSP-142 | DOOR: hinged, 1 leaf, 1250 clear opening, radio frequency shielding, MRI imaging room |  |  | 1 | DOOR | TRUE | FALSE | FALSE
DO | Doors | SP | Special |  | 143 | DOSP-143 | DOOR: hinged, 1 leaf, 1300 clear opening, radio frequency shielding, MRI imaging room |  |  | 1 | DOOR | TRUE | FALSE | FALSE
DO | Doors | ST | Stacking |  | 001 | DOST-001 | DOOR: stacking, 1 leaf + 1 fixed panel, 800 clear opening, fully glazed, framed |  |  | 1 | DOOR | TRUE | FALSE | FALSE
DO | Doors | ST | Stacking |  | 002 | DOST-002 | DOOR: stacking, 1 leaf + 1 fixed panel, 850 clear opening, fully glazed, framed |  |  | 1 | DOOR | TRUE | FALSE | FALSE
DO | Doors | ST | Stacking |  | 003 | DOST-003 | DOOR: stacking, 1 leaf + 1 fixed panel, 900 clear opening, fully glazed, framed |  |  | 1 | DOOR | TRUE | FALSE | FALSE
DO | Doors | ST | Stacking |  | 004 | DOST-004 | DOOR: stacking, 1 leaf + 1 fixed panel, 950 clear opening, fully glazed, framed |  |  | 1 | DOOR | TRUE | FALSE | FALSE
DO | Doors | ST | Stacking |  | 005 | DOST-005 | DOOR: stacking, 1 leaf + 1 fixed panel, 1000 clear opening, fully glazed, framed |  |  | 1 | DOOR | TRUE | FALSE | FALSE
DO | Doors | ST | Stacking |  | 006 | DOST-006 | DOOR: stacking, 1 leaf + 1 fixed panel, 1050 clear opening, fully glazed, framed |  |  | 1 | DOOR | TRUE | FALSE | FALSE
DO | Doors | ST | Stacking |  | 007 | DOST-007 | DOOR: stacking, 1 leaf + 1 fixed panel, 1100 clear opening, fully glazed, framed |  |  | 1 | DOOR | TRUE | FALSE | FALSE
DO | Doors | ST | Stacking |  | 008 | DOST-008 | DOOR: stacking, 1 leaf + 1 fixed panel, 1150 clear opening, fully glazed, framed |  |  | 1 | DOOR | TRUE | FALSE | FALSE
DO | Doors | ST | Stacking |  | 009 | DOST-009 | DOOR: stacking, 1 leaf + 1 fixed panel, 1200 clear opening, fully glazed, framed |  |  | 1 | DOOR | TRUE | FALSE | FALSE
DO | Doors | ST | Stacking |  | 011 | DOST-011 | DOOR: stacking, 1 leaf + 1 fixed panel, 800 clear opening, fully glazed, framed with mid-rail |  |  | 1 | DOOR | TRUE | FALSE | FALSE
DO | Doors | ST | Stacking |  | 012 | DOST-012 | DOOR: stacking, 1 leaf + 1 fixed panel, 850 clear opening, fully glazed, framed with mid-rail |  |  | 1 | DOOR | TRUE | FALSE | FALSE
DO | Doors | ST | Stacking |  | 013 | DOST-013 | DOOR: stacking, 1 leaf + 1 fixed panel, 900 clear opening, fully glazed, framed with mid-rail |  |  | 1 | DOOR | TRUE | FALSE | FALSE
DO | Doors | ST | Stacking |  | 014 | DOST-014 | DOOR: stacking, 1 leaf + 1 fixed panel, 950 clear opening, fully glazed, framed with mid-rail |  |  | 1 | DOOR | TRUE | FALSE | FALSE
DO | Doors | ST | Stacking |  | 015 | DOST-015 | DOOR: stacking, 1 leaf + 1 fixed panel, 1000 clear opening, fully glazed, framed with mid-rail |  |  | 1 | DOOR | TRUE | FALSE | FALSE
DO | Doors | ST | Stacking |  | 016 | DOST-016 | DOOR: stacking, 1 leaf + 1 fixed panel, 1050 clear opening, fully glazed, framed with mid-rail |  |  | 1 | DOOR | TRUE | FALSE | FALSE
DO | Doors | ST | Stacking |  | 017 | DOST-017 | DOOR: stacking, 1 leaf + 1 fixed panel, 1100 clear opening, fully glazed, framed with mid-rail |  |  | 1 | DOOR | TRUE | FALSE | FALSE
DO | Doors | ST | Stacking |  | 018 | DOST-018 | DOOR: stacking, 1 leaf + 1 fixed panel, 1150 clear opening, fully glazed, framed with mid-rail |  |  | 1 | DOOR | TRUE | FALSE | FALSE
DO | Doors | ST | Stacking |  | 019 | DOST-019 | DOOR: stacking, 1 leaf + 1 fixed panel, 1200 clear opening, fully glazed, framed with mid-rail |  |  | 1 | DOOR | TRUE | FALSE | FALSE
DO | Doors | ST | Stacking |  | 021 | DOST-021 | DOOR: stacking, 1 leaf + 1 fixed panel, 800 clear opening, fully glazed, frameless |  |  | 1 | DOOR | TRUE | FALSE | FALSE
DO | Doors | ST | Stacking |  | 022 | DOST-022 | DOOR: stacking, 1 leaf + 1 fixed panel, 850 clear opening, fully glazed, frameless |  |  | 1 | DOOR | TRUE | FALSE | FALSE
DO | Doors | ST | Stacking |  | 023 | DOST-023 | DOOR: stacking, 1 leaf + 1 fixed panel, 900 clear opening, fully glazed, frameless |  |  | 1 | DOOR | TRUE | FALSE | FALSE
DO | Doors | ST | Stacking |  | 024 | DOST-024 | DOOR: stacking, 1 leaf + 1 fixed panel, 950 clear opening, fully glazed, frameless |  |  | 1 | DOOR | TRUE | FALSE | FALSE
DO | Doors | ST | Stacking |  | 025 | DOST-025 | DOOR: stacking, 1 leaf + 1 fixed panel, 1000 clear opening, fully glazed, frameless |  |  | 1 | DOOR | TRUE | FALSE | FALSE
DO | Doors | ST | Stacking |  | 026 | DOST-026 | DOOR: stacking, 1 leaf + 1 fixed panel, 1050 clear opening, fully glazed, frameless |  |  | 1 | DOOR | TRUE | FALSE | FALSE
DO | Doors | ST | Stacking |  | 027 | DOST-027 | DOOR: stacking, 1 leaf + 1 fixed panel, 1100 clear opening, fully glazed, frameless |  |  | 1 | DOOR | TRUE | FALSE | FALSE
DO | Doors | ST | Stacking |  | 028 | DOST-028 | DOOR: stacking, 1 leaf + 1 fixed panel, 1150 clear opening, fully glazed, frameless |  |  | 1 | DOOR | TRUE | FALSE | FALSE
DO | Doors | ST | Stacking |  | 029 | DOST-029 | DOOR: stacking, 1 leaf + 1 fixed panel, 1200 clear opening, fully glazed, frameless |  |  | 1 | DOOR | TRUE | FALSE | FALSE
DO | Doors | ST | Stacking |  | 031 | DOST-031 | DOOR: stacking, 2 leaves, 1500 clear opening, fully glazed, framed |  |  | 1 | DOOR | TRUE | FALSE | FALSE
DO | Doors | ST | Stacking |  | 032 | DOST-032 | DOOR: stacking, 2 leaves, 1600 clear opening, fully glazed, framed |  |  | 1 | DOOR | TRUE | FALSE | FALSE
DO | Doors | ST | Stacking |  | 033 | DOST-033 | DOOR: stacking, 2 leaves, 1700 clear opening, fully glazed, framed |  |  | 1 | DOOR | TRUE | FALSE | FALSE
DO | Doors | ST | Stacking |  | 034 | DOST-034 | DOOR: stacking, 2 leaves, 1800 clear opening, fully glazed, framed |  |  | 1 | DOOR | TRUE | FALSE | FALSE
DO | Doors | ST | Stacking |  | 035 | DOST-035 | DOOR: stacking, 2 leaves, 1900 clear opening, fully glazed, framed |  |  | 1 | DOOR | TRUE | FALSE | FALSE
DO | Doors | ST | Stacking |  | 036 | DOST-036 | DOOR: stacking, 2 leaves, 2000 clear opening, fully glazed, framed |  |  | 1 | DOOR | TRUE | FALSE | FALSE
DO | Doors | ST | Stacking |  | 037 | DOST-037 | DOOR: stacking, 2 leaves, 2100 clear opening, fully glazed, framed |  |  | 1 | DOOR | TRUE | FALSE | FALSE
DO | Doors | ST | Stacking |  | 038 | DOST-038 | DOOR: stacking, 2 leaves, 2200 clear opening, fully glazed, framed |  |  | 1 | DOOR | TRUE | FALSE | FALSE
DO | Doors | ST | Stacking |  | 039 | DOST-039 | DOOR: stacking, 2 leaves, 2300 clear opening, fully glazed, framed |  |  | 1 | DOOR | TRUE | FALSE | FALSE
DO | Doors | ST | Stacking |  | 041 | DOST-041 | DOOR: stacking, 2 leaves, 1500 clear opening, fully glazed, framed with mid-rail |  |  | 1 | DOOR | TRUE | FALSE | FALSE
DO | Doors | ST | Stacking |  | 042 | DOST-042 | DOOR: stacking, 2 leaves, 1600 clear opening, fully glazed, framed with mid-rail |  |  | 1 | DOOR | TRUE | FALSE | FALSE
DO | Doors | ST | Stacking |  | 043 | DOST-043 | DOOR: stacking, 2 leaves, 1700 clear opening, fully glazed, framed with mid-rail |  |  | 1 | DOOR | TRUE | FALSE | FALSE
DO | Doors | ST | Stacking |  | 044 | DOST-044 | DOOR: stacking, 2 leaves, 1800 clear opening, fully glazed, framed with mid-rail |  |  | 1 | DOOR | TRUE | FALSE | FALSE
DO | Doors | ST | Stacking |  | 045 | DOST-045 | DOOR: stacking, 2 leaves, 1900 clear opening, fully glazed, framed with mid-rail |  |  | 1 | DOOR | TRUE | FALSE | FALSE
DO | Doors | ST | Stacking |  | 046 | DOST-046 | DOOR: stacking, 2 leaves, 2000 clear opening, fully glazed, framed with mid-rail |  |  | 1 | DOOR | TRUE | FALSE | FALSE
DO | Doors | ST | Stacking |  | 047 | DOST-047 | DOOR: stacking, 2 leaves, 2100 clear opening, fully glazed, framed with mid-rail |  |  | 1 | DOOR | TRUE | FALSE | FALSE
DO | Doors | ST | Stacking |  | 048 | DOST-048 | DOOR: stacking, 2 leaves, 2200 clear opening, fully glazed, framed with mid-rail |  |  | 1 | DOOR | TRUE | FALSE | FALSE
DO | Doors | ST | Stacking |  | 049 | DOST-049 | DOOR: stacking, 2 leaves, 2300 clear opening, fully glazed, framed with mid-rail |  |  | 1 | DOOR | TRUE | FALSE | FALSE
DO | Doors | ST | Stacking |  | 051 | DOST-051 | DOOR: stacking, 2 leaves, 1500 clear opening, fully glazed, frameless |  |  | 1 | DOOR | TRUE | FALSE | FALSE
DO | Doors | ST | Stacking |  | 052 | DOST-052 | DOOR: stacking, 2 leaves, 1600 clear opening, fully glazed, frameless |  |  | 1 | DOOR | TRUE | FALSE | FALSE
DO | Doors | ST | Stacking |  | 053 | DOST-053 | DOOR: stacking, 2 leaves, 1700 clear opening, fully glazed, frameless |  |  | 1 | DOOR | TRUE | FALSE | FALSE
DO | Doors | ST | Stacking |  | 054 | DOST-054 | DOOR: stacking, 2 leaves, 1800 clear opening, fully glazed, frameless |  |  | 1 | DOOR | TRUE | FALSE | FALSE
DO | Doors | ST | Stacking |  | 055 | DOST-055 | DOOR: stacking, 2 leaves, 1900 clear opening, fully glazed, frameless |  |  | 1 | DOOR | TRUE | FALSE | FALSE
DO | Doors | ST | Stacking |  | 056 | DOST-056 | DOOR: stacking, 2 leaves, 2000 clear opening, fully glazed, frameless |  |  | 1 | DOOR | TRUE | FALSE | FALSE
DO | Doors | ST | Stacking |  | 057 | DOST-057 | DOOR: stacking, 2 leaves, 2100 clear opening, fully glazed, frameless |  |  | 1 | DOOR | TRUE | FALSE | FALSE
DO | Doors | ST | Stacking |  | 058 | DOST-058 | DOOR: stacking, 2 leaves, 2200 clear opening, fully glazed, frameless |  |  | 1 | DOOR | TRUE | FALSE | FALSE
DO | Doors | ST | Stacking |  | 059 | DOST-059 | DOOR: stacking, 2 leaves, 2300 clear opening, fully glazed, frameless |  |  | 1 | DOOR | TRUE | FALSE | FALSE
DO | Doors | ST | Stacking |  | 061 | DOST-061 | DOOR: stacking, 2 leaves + 1 fixed panel, 1500 clear opening, fully glazed, framed |  |  | 1 | DOOR | TRUE | FALSE | FALSE
DO | Doors | ST | Stacking |  | 062 | DOST-062 | DOOR: stacking, 2 leaves + 1 fixed panel, 1600 clear opening, fully glazed, framed |  |  | 1 | DOOR | TRUE | FALSE | FALSE
DO | Doors | ST | Stacking |  | 063 | DOST-063 | DOOR: stacking, 2 leaves + 1 fixed panel, 1700 clear opening, fully glazed, framed |  |  | 1 | DOOR | TRUE | FALSE | FALSE
DO | Doors | ST | Stacking |  | 064 | DOST-064 | DOOR: stacking, 2 leaves + 1 fixed panel, 1800 clear opening, fully glazed, framed | DWGL-071 | DOOR: min 1800mm c/o, triple leaf, sliding, fully glazed, alum/safety glass, powdercoat/paint | 1 | DOOR | TRUE | FALSE | FALSE
DO | Doors | ST | Stacking |  | 065 | DOST-065 | DOOR: stacking, 2 leaves + 1 fixed panel, 1900 clear opening, fully glazed, framed |  |  | 1 | DOOR | TRUE | FALSE | FALSE
DO | Doors | ST | Stacking |  | 066 | DOST-066 | DOOR: stacking, 2 leaves + 1 fixed panel, 2000 clear opening, fully glazed, framed |  |  | 1 | DOOR | TRUE | FALSE | FALSE
DO | Doors | ST | Stacking |  | 067 | DOST-067 | DOOR: stacking, 2 leaves + 1 fixed panel, 2100 clear opening, fully glazed, framed |  |  | 1 | DOOR | TRUE | FALSE | FALSE
DO | Doors | ST | Stacking |  | 068 | DOST-068 | DOOR: stacking, 2 leaves + 1 fixed panel, 2200 clear opening, fully glazed, framed |  |  | 1 | DOOR | TRUE | FALSE | FALSE
DO | Doors | ST | Stacking |  | 069 | DOST-069 | DOOR: stacking, 2 leaves + 1 fixed panel, 2300 clear opening, fully glazed, framed |  |  | 1 | DOOR | TRUE | FALSE | FALSE
DO | Doors | ST | Stacking |  | 071 | DOST-071 | DOOR: stacking, 2 leaves + 1 fixed panel, 1500 clear opening, fully glazed, framed with mid-rail |  |  | 1 | DOOR | TRUE | FALSE | FALSE
DO | Doors | ST | Stacking |  | 072 | DOST-072 | DOOR: stacking, 2 leaves + 1 fixed panel, 1600 clear opening, fully glazed, framed with mid-rail |  |  | 1 | DOOR | TRUE | FALSE | FALSE
DO | Doors | ST | Stacking |  | 073 | DOST-073 | DOOR: stacking, 2 leaves + 1 fixed panel, 1700 clear opening, fully glazed, framed with mid-rail |  |  | 1 | DOOR | TRUE | FALSE | FALSE
DO | Doors | ST | Stacking |  | 074 | DOST-074 | DOOR: stacking, 2 leaves + 1 fixed panel, 1800 clear opening, fully glazed, framed with mid-rail |  |  | 1 | DOOR | TRUE | FALSE | FALSE
DO | Doors | ST | Stacking |  | 075 | DOST-075 | DOOR: stacking, 2 leaves + 1 fixed panel, 1900 clear opening, fully glazed, framed with mid-rail |  |  | 1 | DOOR | TRUE | FALSE | FALSE
DO | Doors | ST | Stacking |  | 076 | DOST-076 | DOOR: stacking, 2 leaves + 1 fixed panel, 2000 clear opening, fully glazed, framed with mid-rail |  |  | 1 | DOOR | TRUE | FALSE | FALSE
DO | Doors | ST | Stacking |  | 077 | DOST-077 | DOOR: stacking, 2 leaves + 1 fixed panel, 2100 clear opening, fully glazed, framed with mid-rail |  |  | 1 | DOOR | TRUE | FALSE | FALSE
DO | Doors | ST | Stacking |  | 078 | DOST-078 | DOOR: stacking, 2 leaves + 1 fixed panel, 2200 clear opening, fully glazed, framed with mid-rail |  |  | 1 | DOOR | TRUE | FALSE | FALSE
DO | Doors | ST | Stacking |  | 079 | DOST-079 | DOOR: stacking, 2 leaves + 1 fixed panel, 2300 clear opening, fully glazed, framed with mid-rail |  |  | 1 | DOOR | TRUE | FALSE | FALSE
DO | Doors | ST | Stacking |  | 081 | DOST-081 | DOOR: stacking, 2 leaves + 1 fixed panel, 1500 clear opening, fully glazed, frameless |  |  | 1 | DOOR | TRUE | FALSE | FALSE
DO | Doors | ST | Stacking |  | 082 | DOST-082 | DOOR: stacking, 2 leaves + 1 fixed panel, 1600 clear opening, fully glazed, frameless |  |  | 1 | DOOR | TRUE | FALSE | FALSE
DO | Doors | ST | Stacking |  | 083 | DOST-083 | DOOR: stacking, 2 leaves + 1 fixed panel, 1700 clear opening, fully glazed, frameless |  |  | 1 | DOOR | TRUE | FALSE | FALSE
DO | Doors | ST | Stacking |  | 084 | DOST-084 | DOOR: stacking, 2 leaves + 1 fixed panel, 1800 clear opening, fully glazed, frameless |  |  | 1 | DOOR | TRUE | FALSE | FALSE
DO | Doors | ST | Stacking |  | 085 | DOST-085 | DOOR: stacking, 2 leaves + 1 fixed panel, 1900 clear opening, fully glazed, frameless |  |  | 1 | DOOR | TRUE | FALSE | FALSE
DO | Doors | ST | Stacking |  | 086 | DOST-086 | DOOR: stacking, 2 leaves + 1 fixed panel, 2000 clear opening, fully glazed, frameless |  |  | 1 | DOOR | TRUE | FALSE | FALSE
DO | Doors | ST | Stacking |  | 087 | DOST-087 | DOOR: stacking, 2 leaves + 1 fixed panel, 2100 clear opening, fully glazed, frameless |  |  | 1 | DOOR | TRUE | FALSE | FALSE
DO | Doors | ST | Stacking |  | 088 | DOST-088 | DOOR: stacking, 2 leaves + 1 fixed panel, 2200 clear opening, fully glazed, frameless |  |  | 1 | DOOR | TRUE | FALSE | FALSE
DO | Doors | ST | Stacking |  | 089 | DOST-089 | DOOR: stacking, 2 leaves + 1 fixed panel, 2300 clear opening, fully glazed, frameless |  |  | 1 | DOOR | TRUE | FALSE | FALSE
DO | Doors | ST | Stacking |  | 091 | DOST-091 | DOOR: stacking, 3 leaves, 1800 clear opening, fully glazed, framed |  |  | 1 | DOOR | TRUE | FALSE | FALSE
DO | Doors | ST | Stacking |  | 092 | DOST-092 | DOOR: stacking, 3 leaves, 1900 clear opening, fully glazed, framed |  |  | 1 | DOOR | TRUE | FALSE | FALSE
DO | Doors | ST | Stacking |  | 093 | DOST-093 | DOOR: stacking, 3 leaves, 2000 clear opening, fully glazed, framed |  |  | 1 | DOOR | TRUE | FALSE | FALSE
DO | Doors | ST | Stacking |  | 094 | DOST-094 | DOOR: stacking, 3 leaves, 2100 clear opening, fully glazed, framed |  |  | 1 | DOOR | TRUE | FALSE | FALSE
DO | Doors | ST | Stacking |  | 095 | DOST-095 | DOOR: stacking, 3 leaves, 2200 clear opening, fully glazed, framed |  |  | 1 | DOOR | TRUE | FALSE | FALSE
DO | Doors | ST | Stacking |  | 096 | DOST-096 | DOOR: stacking, 3 leaves, 2300 clear opening, fully glazed, framed |  |  | 1 | DOOR | TRUE | FALSE | FALSE
DO | Doors | ST | Stacking |  | 097 | DOST-097 | DOOR: stacking, 3 leaves, 2400 clear opening, fully glazed, framed |  |  | 1 | DOOR | TRUE | FALSE | FALSE
DO | Doors | ST | Stacking |  | 098 | DOST-098 | DOOR: stacking, 3 leaves, 2500 clear opening, fully glazed, framed |  |  | 1 | DOOR | TRUE | FALSE | FALSE
DO | Doors | ST | Stacking |  | 101 | DOST-101 | DOOR: stacking, 3 leaves, 1800 clear opening, fully glazed, framed with mid-rail |  |  | 1 | DOOR | TRUE | FALSE | FALSE
DO | Doors | ST | Stacking |  | 102 | DOST-102 | DOOR: stacking, 3 leaves, 1900 clear opening, fully glazed, framed with mid-rail |  |  | 1 | DOOR | TRUE | FALSE | FALSE
DO | Doors | ST | Stacking |  | 103 | DOST-103 | DOOR: stacking, 3 leaves, 2000 clear opening, fully glazed, framed with mid-rail |  |  | 1 | DOOR | TRUE | FALSE | FALSE
DO | Doors | ST | Stacking |  | 104 | DOST-104 | DOOR: stacking, 3 leaves, 2100 clear opening, fully glazed, framed with mid-rail |  |  | 1 | DOOR | TRUE | FALSE | FALSE
DO | Doors | ST | Stacking |  | 105 | DOST-105 | DOOR: stacking, 3 leaves, 2200 clear opening, fully glazed, framed with mid-rail |  |  | 1 | DOOR | TRUE | FALSE | FALSE
DO | Doors | ST | Stacking |  | 106 | DOST-106 | DOOR: stacking, 3 leaves, 2300 clear opening, fully glazed, framed with mid-rail |  |  | 1 | DOOR | TRUE | FALSE | FALSE
DO | Doors | ST | Stacking |  | 107 | DOST-107 | DOOR: stacking, 3 leaves, 2400 clear opening, fully glazed, framed with mid-rail |  |  | 1 | DOOR | TRUE | FALSE | FALSE
DO | Doors | ST | Stacking |  | 108 | DOST-108 | DOOR: stacking, 3 leaves, 2500 clear opening, fully glazed, framed with mid-rail |  |  | 1 | DOOR | TRUE | FALSE | FALSE
DO | Doors | ST | Stacking |  | 111 | DOST-111 | DOOR: stacking, 3 leaves, 1800 clear opening, fully glazed, frameless |  |  | 1 | DOOR | TRUE | FALSE | FALSE
DO | Doors | ST | Stacking |  | 112 | DOST-112 | DOOR: stacking, 3 leaves, 1900 clear opening, fully glazed, frameless |  |  | 1 | DOOR | TRUE | FALSE | FALSE
DO | Doors | ST | Stacking |  | 113 | DOST-113 | DOOR: stacking, 3 leaves, 2000 clear opening, fully glazed, frameless |  |  | 1 | DOOR | TRUE | FALSE | FALSE
DO | Doors | ST | Stacking |  | 114 | DOST-114 | DOOR: stacking, 3 leaves, 2100 clear opening, fully glazed, frameless |  |  | 1 | DOOR | TRUE | FALSE | FALSE
DO | Doors | ST | Stacking |  | 115 | DOST-115 | DOOR: stacking, 3 leaves, 2200 clear opening, fully glazed, frameless |  |  | 1 | DOOR | TRUE | FALSE | FALSE
DO | Doors | ST | Stacking |  | 116 | DOST-116 | DOOR: stacking, 3 leaves, 2300 clear opening, fully glazed, frameless |  |  | 1 | DOOR | TRUE | FALSE | FALSE
DO | Doors | ST | Stacking |  | 117 | DOST-117 | DOOR: stacking, 3 leaves, 2400 clear opening, fully glazed, frameless |  |  | 1 | DOOR | TRUE | FALSE | FALSE
DO | Doors | ST | Stacking |  | 118 | DOST-118 | DOOR: stacking, 3 leaves, 2500 clear opening, fully glazed, frameless |  |  | 1 | DOOR | TRUE | FALSE | FALSE
DO | Doors | ST | Stacking |  | 121 | DOST-121 | DOOR: stacking, 3 leaves + 1 fixed panel, 1800 clear opening, fully glazed, framed |  |  | 1 | DOOR | TRUE | FALSE | FALSE
DO | Doors | ST | Stacking |  | 122 | DOST-122 | DOOR: stacking, 3 leaves + 1 fixed panel, 1900 clear opening, fully glazed, framed |  |  | 1 | DOOR | TRUE | FALSE | FALSE
DO | Doors | ST | Stacking |  | 123 | DOST-123 | DOOR: stacking, 3 leaves + 1 fixed panel, 2000 clear opening, fully glazed, framed |  |  | 1 | DOOR | TRUE | FALSE | FALSE
DO | Doors | ST | Stacking |  | 124 | DOST-124 | DOOR: stacking, 3 leaves + 1 fixed panel, 2100 clear opening, fully glazed, framed |  |  | 1 | DOOR | TRUE | FALSE | FALSE
DO | Doors | ST | Stacking |  | 125 | DOST-125 | DOOR: stacking, 3 leaves + 1 fixed panel, 2200 clear opening, fully glazed, framed |  |  | 1 | DOOR | TRUE | FALSE | FALSE
DO | Doors | ST | Stacking |  | 126 | DOST-126 | DOOR: stacking, 3 leaves + 1 fixed panel, 2300 clear opening, fully glazed, framed |  |  | 1 | DOOR | TRUE | FALSE | FALSE
DO | Doors | ST | Stacking |  | 127 | DOST-127 | DOOR: stacking, 3 leaves + 1 fixed panel, 2400 clear opening, fully glazed, framed |  |  | 1 | DOOR | TRUE | FALSE | FALSE
DO | Doors | ST | Stacking |  | 128 | DOST-128 | DOOR: stacking, 3 leaves + 1 fixed panel, 2500 clear opening, fully glazed, framed |  |  | 1 | DOOR | TRUE | FALSE | FALSE
DO | Doors | ST | Stacking |  | 131 | DOST-131 | DOOR: stacking, 3 leaves + 1 fixed panel, 1800 clear opening, fully glazed, framed with mid-rail |  |  | 1 | DOOR | TRUE | FALSE | FALSE
DO | Doors | ST | Stacking |  | 132 | DOST-132 | DOOR: stacking, 3 leaves + 1 fixed panel, 1900 clear opening, fully glazed, framed with mid-rail |  |  | 1 | DOOR | TRUE | FALSE | FALSE
DO | Doors | ST | Stacking |  | 133 | DOST-133 | DOOR: stacking, 3 leaves + 1 fixed panel, 2000 clear opening, fully glazed, framed with mid-rail |  |  | 1 | DOOR | TRUE | FALSE | FALSE
DO | Doors | ST | Stacking |  | 134 | DOST-134 | DOOR: stacking, 3 leaves + 1 fixed panel, 2100 clear opening, fully glazed, framed with mid-rail |  |  | 1 | DOOR | TRUE | FALSE | FALSE
DO | Doors | ST | Stacking |  | 135 | DOST-135 | DOOR: stacking, 3 leaves + 1 fixed panel, 2200 clear opening, fully glazed, framed with mid-rail |  |  | 1 | DOOR | TRUE | FALSE | FALSE
DO | Doors | ST | Stacking |  | 136 | DOST-136 | DOOR: stacking, 3 leaves + 1 fixed panel, 2300 clear opening, fully glazed, framed with mid-rail |  |  | 1 | DOOR | TRUE | FALSE | FALSE
DO | Doors | ST | Stacking |  | 137 | DOST-137 | DOOR: stacking, 3 leaves + 1 fixed panel, 2400 clear opening, fully glazed, framed with mid-rail |  |  | 1 | DOOR | TRUE | FALSE | FALSE
DO | Doors | ST | Stacking |  | 138 | DOST-138 | DOOR: stacking, 3 leaves + 1 fixed panel, 2500 clear opening, fully glazed, framed with mid-rail |  |  | 1 | DOOR | TRUE | FALSE | FALSE
DO | Doors | ST | Stacking |  | 141 | DOST-141 | DOOR: stacking, 3 leaves + 1 fixed panel, 1800 clear opening, fully glazed, frameless |  |  | 1 | DOOR | TRUE | FALSE | FALSE
DO | Doors | ST | Stacking |  | 142 | DOST-142 | DOOR: stacking, 3 leaves + 1 fixed panel, 1900 clear opening, fully glazed, frameless |  |  | 1 | DOOR | TRUE | FALSE | FALSE
DO | Doors | ST | Stacking |  | 143 | DOST-143 | DOOR: stacking, 3 leaves + 1 fixed panel, 2000 clear opening, fully glazed, frameless |  |  | 1 | DOOR | TRUE | FALSE | FALSE
DO | Doors | ST | Stacking |  | 144 | DOST-144 | DOOR: stacking, 3 leaves + 1 fixed panel, 2100 clear opening, fully glazed, frameless |  |  | 1 | DOOR | TRUE | FALSE | FALSE
DO | Doors | ST | Stacking |  | 145 | DOST-145 | DOOR: stacking, 3 leaves + 1 fixed panel, 2200 clear opening, fully glazed, frameless |  |  | 1 | DOOR | TRUE | FALSE | FALSE
DO | Doors | ST | Stacking |  | 146 | DOST-146 | DOOR: stacking, 3 leaves + 1 fixed panel, 2300 clear opening, fully glazed, frameless |  |  | 1 | DOOR | TRUE | FALSE | FALSE
DO | Doors | ST | Stacking |  | 147 | DOST-147 | DOOR: stacking, 3 leaves + 1 fixed panel, 2400 clear opening, fully glazed, frameless |  |  | 1 | DOOR | TRUE | FALSE | FALSE
DO | Doors | ST | Stacking |  | 148 | DOST-148 | DOOR: stacking, 3 leaves + 1 fixed panel, 2500 clear opening, fully glazed, frameless |  |  | 1 | DOOR | TRUE | FALSE | FALSE
DO | Doors | ST | Stacking |  | 301 | DOST-301 | DOOR: stacking, bi-parting, 2 leaves + 2 fixed panels, 1500 clear opening, fully glazed, framed |  |  | 1 | DOOR | TRUE | FALSE | FALSE
DO | Doors | ST | Stacking |  | 302 | DOST-302 | DOOR: stacking, bi-parting, 2 leaves + 2 fixed panels, 1600 clear opening, fully glazed, framed |  |  | 1 | DOOR | TRUE | FALSE | FALSE
DO | Doors | ST | Stacking |  | 303 | DOST-303 | DOOR: stacking, bi-parting, 2 leaves + 2 fixed panels, 1700 clear opening, fully glazed, framed |  |  | 1 | DOOR | TRUE | FALSE | FALSE
DO | Doors | ST | Stacking |  | 304 | DOST-304 | DOOR: stacking, bi-parting, 2 leaves + 2 fixed panels, 1800 clear opening, fully glazed, framed |  |  | 1 | DOOR | TRUE | FALSE | FALSE
DO | Doors | ST | Stacking |  | 305 | DOST-305 | DOOR: stacking, bi-parting, 2 leaves + 2 fixed panels, 1900 clear opening, fully glazed, framed |  |  | 1 | DOOR | TRUE | FALSE | FALSE
DO | Doors | ST | Stacking |  | 306 | DOST-306 | DOOR: stacking, bi-parting, 2 leaves + 2 fixed panels, 2000 clear opening, fully glazed, framed |  |  | 1 | DOOR | TRUE | FALSE | FALSE
DO | Doors | ST | Stacking |  | 307 | DOST-307 | DOOR: stacking, bi-parting, 2 leaves + 2 fixed panels, 2100 clear opening, fully glazed, framed |  |  | 1 | DOOR | TRUE | FALSE | FALSE
DO | Doors | ST | Stacking |  | 308 | DOST-308 | DOOR: stacking, bi-parting, 2 leaves + 2 fixed panels, 2200 clear opening, fully glazed, framed |  |  | 1 | DOOR | TRUE | FALSE | FALSE
DO | Doors | ST | Stacking |  | 309 | DOST-309 | DOOR: stacking, bi-parting, 2 leaves + 2 fixed panels, 2300 clear opening, fully glazed, framed |  |  | 1 | DOOR | TRUE | FALSE | FALSE
DO | Doors | ST | Stacking |  | 311 | DOST-311 | DOOR: stacking, bi-parting, 2 leaves + 2 fixed panels, 1500 clear opening, fully glazed, framed with mid-rail |  |  | 1 | DOOR | TRUE | FALSE | FALSE
DO | Doors | ST | Stacking |  | 312 | DOST-312 | DOOR: stacking, bi-parting, 2 leaves + 2 fixed panels, 1600 clear opening, fully glazed, framed with mid-rail |  |  | 1 | DOOR | TRUE | FALSE | FALSE
DO | Doors | ST | Stacking |  | 313 | DOST-313 | DOOR: stacking, bi-parting, 2 leaves + 2 fixed panels, 1700 clear opening, fully glazed, framed with mid-rail |  |  | 1 | DOOR | TRUE | FALSE | FALSE
DO | Doors | ST | Stacking |  | 314 | DOST-314 | DOOR: stacking, bi-parting, 2 leaves + 2 fixed panels, 1800 clear opening, fully glazed, framed with mid-rail |  |  | 1 | DOOR | TRUE | FALSE | FALSE
DO | Doors | ST | Stacking |  | 315 | DOST-315 | DOOR: stacking, bi-parting, 2 leaves + 2 fixed panels, 1900 clear opening, fully glazed, framed with mid-rail |  |  | 1 | DOOR | TRUE | FALSE | FALSE
DO | Doors | ST | Stacking |  | 316 | DOST-316 | DOOR: stacking, bi-parting, 2 leaves + 2 fixed panels, 2000 clear opening, fully glazed, framed with mid-rail |  |  | 1 | DOOR | TRUE | FALSE | FALSE
DO | Doors | ST | Stacking |  | 317 | DOST-317 | DOOR: stacking, bi-parting, 2 leaves + 2 fixed panels, 2100 clear opening, fully glazed, framed with mid-rail |  |  | 1 | DOOR | TRUE | FALSE | FALSE
DO | Doors | ST | Stacking |  | 318 | DOST-318 | DOOR: stacking, bi-parting, 2 leaves + 2 fixed panels, 2200 clear opening, fully glazed, framed with mid-rail |  |  | 1 | DOOR | TRUE | FALSE | FALSE
DO | Doors | ST | Stacking |  | 319 | DOST-319 | DOOR: stacking, bi-parting, 2 leaves + 2 fixed panels, 2300 clear opening, fully glazed, framed with mid-rail |  |  | 1 | DOOR | TRUE | FALSE | FALSE
DO | Doors | ST | Stacking |  | 321 | DOST-321 | DOOR: stacking, bi-parting, 2 leaves + 2 fixed panels, 1500 clear opening, fully glazed, frameless |  |  | 1 | DOOR | TRUE | FALSE | FALSE
DO | Doors | ST | Stacking |  | 322 | DOST-322 | DOOR: stacking, bi-parting, 2 leaves + 2 fixed panels, 1600 clear opening, fully glazed, frameless |  |  | 1 | DOOR | TRUE | FALSE | FALSE
DO | Doors | ST | Stacking |  | 323 | DOST-323 | DOOR: stacking, bi-parting, 2 leaves + 2 fixed panels, 1700 clear opening, fully glazed, frameless |  |  | 1 | DOOR | TRUE | FALSE | FALSE
DO | Doors | ST | Stacking |  | 324 | DOST-324 | DOOR: stacking, bi-parting, 2 leaves + 2 fixed panels, 1800 clear opening, fully glazed, frameless |  |  | 1 | DOOR | TRUE | FALSE | FALSE
DO | Doors | ST | Stacking |  | 325 | DOST-325 | DOOR: stacking, bi-parting, 2 leaves + 2 fixed panels, 1900 clear opening, fully glazed, frameless |  |  | 1 | DOOR | TRUE | FALSE | FALSE
DO | Doors | ST | Stacking |  | 326 | DOST-326 | DOOR: stacking, bi-parting, 2 leaves + 2 fixed panels, 2000 clear opening, fully glazed, frameless |  |  | 1 | DOOR | TRUE | FALSE | FALSE
DO | Doors | ST | Stacking |  | 327 | DOST-327 | DOOR: stacking, bi-parting, 2 leaves + 2 fixed panels, 2100 clear opening, fully glazed, frameless |  |  | 1 | DOOR | TRUE | FALSE | FALSE
DO | Doors | ST | Stacking |  | 328 | DOST-328 | DOOR: stacking, bi-parting, 2 leaves + 2 fixed panels, 2200 clear opening, fully glazed, frameless |  |  | 1 | DOOR | TRUE | FALSE | FALSE
DO | Doors | ST | Stacking |  | 329 | DOST-329 | DOOR: stacking, bi-parting, 2 leaves + 2 fixed panels, 2300 clear opening, fully glazed, frameless |  |  | 1 | DOOR | TRUE | FALSE | FALSE
DO | Doors | ST | Stacking |  | 331 | DOST-331 | DOOR: stacking, bi-parting, 4 leaves, 2200 clear opening, fully glazed, framed |  |  | 1 | DOOR | TRUE | FALSE | FALSE
DO | Doors | ST | Stacking |  | 332 | DOST-332 | DOOR: stacking, bi-parting, 4 leaves, 2300 clear opening, fully glazed, framed |  |  | 1 | DOOR | TRUE | FALSE | FALSE
DO | Doors | ST | Stacking |  | 333 | DOST-333 | DOOR: stacking, bi-parting, 4 leaves, 2400 clear opening, fully glazed, framed |  |  | 1 | DOOR | TRUE | FALSE | FALSE
DO | Doors | ST | Stacking |  | 334 | DOST-334 | DOOR: stacking, bi-parting, 4 leaves, 2500 clear opening, fully glazed, framed |  |  | 1 | DOOR | TRUE | FALSE | FALSE
DO | Doors | ST | Stacking |  | 335 | DOST-335 | DOOR: stacking, bi-parting, 4 leaves, 2600 clear opening, fully glazed, framed |  |  | 1 | DOOR | TRUE | FALSE | FALSE
DO | Doors | ST | Stacking |  | 336 | DOST-336 | DOOR: stacking, bi-parting, 4 leaves, 2700 clear opening, fully glazed, framed |  |  | 1 | DOOR | TRUE | FALSE | FALSE
DO | Doors | ST | Stacking |  | 337 | DOST-337 | DOOR: stacking, bi-parting, 4 leaves, 2800 clear opening, fully glazed, framed |  |  | 1 | DOOR | TRUE | FALSE | FALSE
DO | Doors | ST | Stacking |  | 341 | DOST-341 | DOOR: stacking, bi-parting, 4 leaves, 2200 clear opening, fully glazed, framed with mid-rail |  |  | 1 | DOOR | TRUE | FALSE | FALSE
DO | Doors | ST | Stacking |  | 342 | DOST-342 | DOOR: stacking, bi-parting, 4 leaves, 2300 clear opening, fully glazed, framed with mid-rail |  |  | 1 | DOOR | TRUE | FALSE | FALSE
DO | Doors | ST | Stacking |  | 343 | DOST-343 | DOOR: stacking, bi-parting, 4 leaves, 2400 clear opening, fully glazed, framed with mid-rail |  |  | 1 | DOOR | TRUE | FALSE | FALSE
DO | Doors | ST | Stacking |  | 344 | DOST-344 | DOOR: stacking, bi-parting, 4 leaves, 2500 clear opening, fully glazed, framed with mid-rail |  |  | 1 | DOOR | TRUE | FALSE | FALSE
DO | Doors | ST | Stacking |  | 345 | DOST-345 | DOOR: stacking, bi-parting, 4 leaves, 2600 clear opening, fully glazed, framed with mid-rail |  |  | 1 | DOOR | TRUE | FALSE | FALSE
DO | Doors | ST | Stacking |  | 346 | DOST-346 | DOOR: stacking, bi-parting, 4 leaves, 2700 clear opening, fully glazed, framed with mid-rail |  |  | 1 | DOOR | TRUE | FALSE | FALSE
DO | Doors | ST | Stacking |  | 347 | DOST-347 | DOOR: stacking, bi-parting, 4 leaves, 2800 clear opening, fully glazed, framed with mid-rail |  |  | 1 | DOOR | TRUE | FALSE | FALSE
DO | Doors | ST | Stacking |  | 351 | DOST-351 | DOOR: stacking, bi-parting, 4 leaves, 2200 clear opening, fully glazed, frameless |  |  | 1 | DOOR | TRUE | FALSE | FALSE
DO | Doors | ST | Stacking |  | 352 | DOST-352 | DOOR: stacking, bi-parting, 4 leaves, 2300 clear opening, fully glazed, frameless |  |  | 1 | DOOR | TRUE | FALSE | FALSE
DO | Doors | ST | Stacking |  | 353 | DOST-353 | DOOR: stacking, bi-parting, 4 leaves, 2400 clear opening, fully glazed, frameless |  |  | 1 | DOOR | TRUE | FALSE | FALSE
DO | Doors | ST | Stacking |  | 354 | DOST-354 | DOOR: stacking, bi-parting, 4 leaves, 2500 clear opening, fully glazed, frameless |  |  | 1 | DOOR | TRUE | FALSE | FALSE
DO | Doors | ST | Stacking |  | 355 | DOST-355 | DOOR: stacking, bi-parting, 4 leaves, 2600 clear opening, fully glazed, frameless |  |  | 1 | DOOR | TRUE | FALSE | FALSE
DO | Doors | ST | Stacking |  | 356 | DOST-356 | DOOR: stacking, bi-parting, 4 leaves, 2700 clear opening, fully glazed, frameless |  |  | 1 | DOOR | TRUE | FALSE | FALSE
DO | Doors | ST | Stacking |  | 357 | DOST-357 | DOOR: stacking, bi-parting, 4 leaves, 2800 clear opening, fully glazed, frameless |  |  | 1 | DOOR | TRUE | FALSE | FALSE
DO | Doors | ST | Stacking |  | 361 | DOST-361 | DOOR: stacking, bi-parting, 4 leaves + 2 fixed panels, 2200 clear opening, fully glazed, framed |  |  | 1 | DOOR | TRUE | FALSE | FALSE
DO | Doors | ST | Stacking |  | 362 | DOST-362 | DOOR: stacking, bi-parting, 4 leaves + 2 fixed panels, 2300 clear opening, fully glazed, framed |  |  | 1 | DOOR | TRUE | FALSE | FALSE
DO | Doors | ST | Stacking |  | 363 | DOST-363 | DOOR: stacking, bi-parting, 4 leaves + 2 fixed panels, 2400 clear opening, fully glazed, framed |  |  | 1 | DOOR | TRUE | FALSE | FALSE
DO | Doors | ST | Stacking |  | 364 | DOST-364 | DOOR: stacking, bi-parting, 4 leaves + 2 fixed panels, 2500 clear opening, fully glazed, framed |  |  | 1 | DOOR | TRUE | FALSE | FALSE
DO | Doors | ST | Stacking |  | 365 | DOST-365 | DOOR: stacking, bi-parting, 4 leaves + 2 fixed panels, 2600 clear opening, fully glazed, framed |  |  | 1 | DOOR | TRUE | FALSE | FALSE
DO | Doors | ST | Stacking |  | 366 | DOST-366 | DOOR: stacking, bi-parting, 4 leaves + 2 fixed panels, 2700 clear opening, fully glazed, framed |  |  | 1 | DOOR | TRUE | FALSE | FALSE
DO | Doors | ST | Stacking |  | 367 | DOST-367 | DOOR: stacking, bi-parting, 4 leaves + 2 fixed panels, 2800 clear opening, fully glazed, framed |  |  | 1 | DOOR | TRUE | FALSE | FALSE
DO | Doors | ST | Stacking |  | 371 | DOST-371 | DOOR: stacking, bi-parting, 4 leaves + 2 fixed panels, 2200 clear opening, fully glazed, framed with mid-rail |  |  | 1 | DOOR | TRUE | FALSE | FALSE
DO | Doors | ST | Stacking |  | 372 | DOST-372 | DOOR: stacking, bi-parting, 4 leaves + 2 fixed panels, 2300 clear opening, fully glazed, framed with mid-rail |  |  | 1 | DOOR | TRUE | FALSE | FALSE
DO | Doors | ST | Stacking |  | 373 | DOST-373 | DOOR: stacking, bi-parting, 4 leaves + 2 fixed panels, 2400 clear opening, fully glazed, framed with mid-rail |  |  | 1 | DOOR | TRUE | FALSE | FALSE
DO | Doors | ST | Stacking |  | 374 | DOST-374 | DOOR: stacking, bi-parting, 4 leaves + 2 fixed panels, 2500 clear opening, fully glazed, framed with mid-rail |  |  | 1 | DOOR | TRUE | FALSE | FALSE
DO | Doors | ST | Stacking |  | 375 | DOST-375 | DOOR: stacking, bi-parting, 4 leaves + 2 fixed panels, 2600 clear opening, fully glazed, framed with mid-rail |  |  | 1 | DOOR | TRUE | FALSE | FALSE
DO | Doors | ST | Stacking |  | 376 | DOST-376 | DOOR: stacking, bi-parting, 4 leaves + 2 fixed panels, 2700 clear opening, fully glazed, framed with mid-rail |  |  | 1 | DOOR | TRUE | FALSE | FALSE
DO | Doors | ST | Stacking |  | 377 | DOST-377 | DOOR: stacking, bi-parting, 4 leaves + 2 fixed panels, 2800 clear opening, fully glazed, framed with mid-rail |  |  | 1 | DOOR | TRUE | FALSE | FALSE
DO | Doors | ST | Stacking |  | 381 | DOST-381 | DOOR: stacking, bi-parting, 4 leaves + 2 fixed panels, 2200 clear opening, fully glazed, frameless |  |  | 1 | DOOR | TRUE | FALSE | FALSE
DO | Doors | ST | Stacking |  | 382 | DOST-382 | DOOR: stacking, bi-parting, 4 leaves + 2 fixed panels, 2300 clear opening, fully glazed, frameless |  |  | 1 | DOOR | TRUE | FALSE | FALSE
DO | Doors | ST | Stacking |  | 383 | DOST-383 | DOOR: stacking, bi-parting, 4 leaves + 2 fixed panels, 2400 clear opening, fully glazed, frameless |  |  | 1 | DOOR | TRUE | FALSE | FALSE
DO | Doors | ST | Stacking |  | 384 | DOST-384 | DOOR: stacking, bi-parting, 4 leaves + 2 fixed panels, 2500 clear opening, fully glazed, frameless |  |  | 1 | DOOR | TRUE | FALSE | FALSE
DO | Doors | ST | Stacking |  | 385 | DOST-385 | DOOR: stacking, bi-parting, 4 leaves + 2 fixed panels, 2600 clear opening, fully glazed, frameless |  |  | 1 | DOOR | TRUE | FALSE | FALSE
DO | Doors | ST | Stacking |  | 386 | DOST-386 | DOOR: stacking, bi-parting, 4 leaves + 2 fixed panels, 2700 clear opening, fully glazed, frameless |  |  | 1 | DOOR | TRUE | FALSE | FALSE
DO | Doors | ST | Stacking |  | 387 | DOST-387 | DOOR: stacking, bi-parting, 4 leaves + 2 fixed panels, 2800 clear opening, fully glazed, frameless |  |  | 1 | DOOR | TRUE | FALSE | FALSE
DO | Doors | ST | Stacking | DOST-001 | 01 | DOST-001.01 | DOOR: stacking, 1 leaf + 1 fixed panel, 800 clear opening, fully glazed, framed |  |  | 1 | DOOR | TRUE | FALSE | FALSE
DO | Doors | ST | Stacking | DOST-001 | 02 | DOST-001.02 | DOOR: stacking, 1 leaf + 1 fixed panel, 800 clear opening, fully glazed, framed, with integral blinds |  |  | 1 | DOOR | TRUE | FALSE | FALSE
DO | Doors | ST | Stacking | DOST-001 | 03 | DOST-001.03 | DOOR: stacking, 1 leaf + 1 fixed panel, 800 clear opening, fully glazed, framed, with switchable glass |  |  | 1 | DOOR | TRUE | FALSE | FALSE
DO | Doors | ST | Stacking | DOST-002 | 01 | DOST-002.01 | DOOR: stacking, 1 leaf + 1 fixed panel, 850 clear opening, fully glazed, framed |  |  | 1 | DOOR | TRUE | FALSE | FALSE
DO | Doors | ST | Stacking | DOST-002 | 02 | DOST-002.02 | DOOR: stacking, 1 leaf + 1 fixed panel, 850 clear opening, fully glazed, framed, with integral blinds |  |  | 1 | DOOR | TRUE | FALSE | FALSE
DO | Doors | ST | Stacking | DOST-002 | 03 | DOST-002.03 | DOOR: stacking, 1 leaf + 1 fixed panel, 850 clear opening, fully glazed, framed, with switchable glass |  |  | 1 | DOOR | TRUE | FALSE | FALSE
DO | Doors | ST | Stacking | DOST-003 | 01 | DOST-003.01 | DOOR: stacking, 1 leaf + 1 fixed panel, 900 clear opening, fully glazed, framed |  |  | 1 | DOOR | TRUE | FALSE | FALSE
DO | Doors | ST | Stacking | DOST-003 | 02 | DOST-003.02 | DOOR: stacking, 1 leaf + 1 fixed panel, 900 clear opening, fully glazed, framed, with integral blinds |  |  | 1 | DOOR | TRUE | FALSE | FALSE
DO | Doors | ST | Stacking | DOST-003 | 03 | DOST-003.03 | DOOR: stacking, 1 leaf + 1 fixed panel, 900 clear opening, fully glazed, framed, with switchable glass |  |  | 1 | DOOR | TRUE | FALSE | FALSE
DO | Doors | ST | Stacking | DOST-004 | 01 | DOST-004.01 | DOOR: stacking, 1 leaf + 1 fixed panel, 950 clear opening, fully glazed, framed |  |  | 1 | DOOR | TRUE | FALSE | FALSE
DO | Doors | ST | Stacking | DOST-004 | 02 | DOST-004.02 | DOOR: stacking, 1 leaf + 1 fixed panel, 950 clear opening, fully glazed, framed, with integral blinds |  |  | 1 | DOOR | TRUE | FALSE | FALSE
DO | Doors | ST | Stacking | DOST-004 | 03 | DOST-004.03 | DOOR: stacking, 1 leaf + 1 fixed panel, 950 clear opening, fully glazed, framed, with switchable glass |  |  | 1 | DOOR | TRUE | FALSE | FALSE
DO | Doors | ST | Stacking | DOST-005 | 01 | DOST-005.01 | DOOR: stacking, 1 leaf + 1 fixed panel, 1000 clear opening, fully glazed, framed |  |  | 1 | DOOR | TRUE | FALSE | FALSE
DO | Doors | ST | Stacking | DOST-005 | 02 | DOST-005.02 | DOOR: stacking, 1 leaf + 1 fixed panel, 1000 clear opening, fully glazed, framed, with integral blinds |  |  | 1 | DOOR | TRUE | FALSE | FALSE
DO | Doors | ST | Stacking | DOST-005 | 03 | DOST-005.03 | DOOR: stacking, 1 leaf + 1 fixed panel, 1000 clear opening, fully glazed, framed, with switchable glass |  |  | 1 | DOOR | TRUE | FALSE | FALSE
DO | Doors | ST | Stacking | DOST-006 | 01 | DOST-006.01 | DOOR: stacking, 1 leaf + 1 fixed panel, 1050 clear opening, fully glazed, framed |  |  | 1 | DOOR | TRUE | FALSE | FALSE
DO | Doors | ST | Stacking | DOST-006 | 02 | DOST-006.02 | DOOR: stacking, 1 leaf + 1 fixed panel, 1050 clear opening, fully glazed, framed, with integral blinds |  |  | 1 | DOOR | TRUE | FALSE | FALSE
DO | Doors | ST | Stacking | DOST-006 | 03 | DOST-006.03 | DOOR: stacking, 1 leaf + 1 fixed panel, 1050 clear opening, fully glazed, framed, with switchable glass |  |  | 1 | DOOR | TRUE | FALSE | FALSE
DO | Doors | ST | Stacking | DOST-007 | 01 | DOST-007.01 | DOOR: stacking, 1 leaf + 1 fixed panel, 1100 clear opening, fully glazed, framed |  |  | 1 | DOOR | TRUE | FALSE | FALSE
DO | Doors | ST | Stacking | DOST-007 | 02 | DOST-007.02 | DOOR: stacking, 1 leaf + 1 fixed panel, 1100 clear opening, fully glazed, framed, with integral blinds |  |  | 1 | DOOR | TRUE | FALSE | FALSE
DO | Doors | ST | Stacking | DOST-007 | 03 | DOST-007.03 | DOOR: stacking, 1 leaf + 1 fixed panel, 1100 clear opening, fully glazed, framed, with switchable glass |  |  | 1 | DOOR | TRUE | FALSE | FALSE
DO | Doors | ST | Stacking | DOST-008 | 01 | DOST-008.01 | DOOR: stacking, 1 leaf + 1 fixed panel, 1150 clear opening, fully glazed, framed |  |  | 1 | DOOR | TRUE | FALSE | FALSE
DO | Doors | ST | Stacking | DOST-008 | 02 | DOST-008.02 | DOOR: stacking, 1 leaf + 1 fixed panel, 1150 clear opening, fully glazed, framed, with integral blinds |  |  | 1 | DOOR | TRUE | FALSE | FALSE
DO | Doors | ST | Stacking | DOST-008 | 03 | DOST-008.03 | DOOR: stacking, 1 leaf + 1 fixed panel, 1150 clear opening, fully glazed, framed, with switchable glass |  |  | 1 | DOOR | TRUE | FALSE | FALSE
DO | Doors | ST | Stacking | DOST-009 | 01 | DOST-009.01 | DOOR: stacking, 1 leaf + 1 fixed panel, 1200 clear opening, fully glazed, framed |  |  | 1 | DOOR | TRUE | FALSE | FALSE
DO | Doors | ST | Stacking | DOST-009 | 02 | DOST-009.02 | DOOR: stacking, 1 leaf + 1 fixed panel, 1200 clear opening, fully glazed, framed, with integral blinds |  |  | 1 | DOOR | TRUE | FALSE | FALSE
DO | Doors | ST | Stacking | DOST-009 | 03 | DOST-009.03 | DOOR: stacking, 1 leaf + 1 fixed panel, 1200 clear opening, fully glazed, framed, with switchable glass |  |  | 1 | DOOR | TRUE | FALSE | FALSE
DO | Doors | ST | Stacking | DOST-011 | 01 | DOST-011.01 | DOOR: stacking, 1 leaf + 1 fixed panel, 800 clear opening, fully glazed, framed with mid-rail |  |  | 1 | DOOR | TRUE | FALSE | FALSE
DO | Doors | ST | Stacking | DOST-011 | 02 | DOST-011.02 | DOOR: stacking, 1 leaf + 1 fixed panel, 800 clear opening, fully glazed, framed with mid-rail, with integral blinds |  |  | 1 | DOOR | TRUE | FALSE | FALSE
DO | Doors | ST | Stacking | DOST-011 | 03 | DOST-011.03 | DOOR: stacking, 1 leaf + 1 fixed panel, 800 clear opening, fully glazed, framed with mid-rail, with switchable glass |  |  | 1 | DOOR | TRUE | FALSE | FALSE
DO | Doors | ST | Stacking | DOST-012 | 01 | DOST-012.01 | DOOR: stacking, 1 leaf + 1 fixed panel, 850 clear opening, fully glazed, framed with mid-rail |  |  | 1 | DOOR | TRUE | FALSE | FALSE
DO | Doors | ST | Stacking | DOST-012 | 02 | DOST-012.02 | DOOR: stacking, 1 leaf + 1 fixed panel, 850 clear opening, fully glazed, framed with mid-rail, with integral blinds |  |  | 1 | DOOR | TRUE | FALSE | FALSE
DO | Doors | ST | Stacking | DOST-012 | 03 | DOST-012.03 | DOOR: stacking, 1 leaf + 1 fixed panel, 850 clear opening, fully glazed, framed with mid-rail, with switchable glass |  |  | 1 | DOOR | TRUE | FALSE | FALSE
DO | Doors | ST | Stacking | DOST-013 | 01 | DOST-013.01 | DOOR: stacking, 1 leaf + 1 fixed panel, 900 clear opening, fully glazed, framed with mid-rail |  |  | 1 | DOOR | TRUE | FALSE | FALSE
DO | Doors | ST | Stacking | DOST-013 | 02 | DOST-013.02 | DOOR: stacking, 1 leaf + 1 fixed panel, 900 clear opening, fully glazed, framed with mid-rail, with integral blinds |  |  | 1 | DOOR | TRUE | FALSE | FALSE
DO | Doors | ST | Stacking | DOST-013 | 03 | DOST-013.03 | DOOR: stacking, 1 leaf + 1 fixed panel, 900 clear opening, fully glazed, framed with mid-rail, with switchable glass |  |  | 1 | DOOR | TRUE | FALSE | FALSE
DO | Doors | ST | Stacking | DOST-014 | 01 | DOST-014.01 | DOOR: stacking, 1 leaf + 1 fixed panel, 950 clear opening, fully glazed, framed with mid-rail |  |  | 1 | DOOR | TRUE | FALSE | FALSE
DO | Doors | ST | Stacking | DOST-014 | 02 | DOST-014.02 | DOOR: stacking, 1 leaf + 1 fixed panel, 950 clear opening, fully glazed, framed with mid-rail, with integral blinds |  |  | 1 | DOOR | TRUE | FALSE | FALSE
DO | Doors | ST | Stacking | DOST-014 | 03 | DOST-014.03 | DOOR: stacking, 1 leaf + 1 fixed panel, 950 clear opening, fully glazed, framed with mid-rail, with switchable glass |  |  | 1 | DOOR | TRUE | FALSE | FALSE
DO | Doors | ST | Stacking | DOST-015 | 01 | DOST-015.01 | DOOR: stacking, 1 leaf + 1 fixed panel, 1000 clear opening, fully glazed, framed with mid-rail |  |  | 1 | DOOR | TRUE | FALSE | FALSE
DO | Doors | ST | Stacking | DOST-015 | 02 | DOST-015.02 | DOOR: stacking, 1 leaf + 1 fixed panel, 1000 clear opening, fully glazed, framed with mid-rail, with integral blinds |  |  | 1 | DOOR | TRUE | FALSE | FALSE
DO | Doors | ST | Stacking | DOST-015 | 03 | DOST-015.03 | DOOR: stacking, 1 leaf + 1 fixed panel, 1000 clear opening, fully glazed, framed with mid-rail, with switchable glass |  |  | 1 | DOOR | TRUE | FALSE | FALSE
DO | Doors | ST | Stacking | DOST-016 | 01 | DOST-016.01 | DOOR: stacking, 1 leaf + 1 fixed panel, 1050 clear opening, fully glazed, framed with mid-rail |  |  | 1 | DOOR | TRUE | FALSE | FALSE
DO | Doors | ST | Stacking | DOST-016 | 02 | DOST-016.02 | DOOR: stacking, 1 leaf + 1 fixed panel, 1050 clear opening, fully glazed, framed with mid-rail, with integral blinds |  |  | 1 | DOOR | TRUE | FALSE | FALSE
DO | Doors | ST | Stacking | DOST-016 | 03 | DOST-016.03 | DOOR: stacking, 1 leaf + 1 fixed panel, 1050 clear opening, fully glazed, framed with mid-rail, with switchable glass |  |  | 1 | DOOR | TRUE | FALSE | FALSE
DO | Doors | ST | Stacking | DOST-017 | 01 | DOST-017.01 | DOOR: stacking, 1 leaf + 1 fixed panel, 1100 clear opening, fully glazed, framed with mid-rail |  |  | 1 | DOOR | TRUE | FALSE | FALSE
DO | Doors | ST | Stacking | DOST-017 | 02 | DOST-017.02 | DOOR: stacking, 1 leaf + 1 fixed panel, 1100 clear opening, fully glazed, framed with mid-rail, with integral blinds |  |  | 1 | DOOR | TRUE | FALSE | FALSE
DO | Doors | ST | Stacking | DOST-017 | 03 | DOST-017.03 | DOOR: stacking, 1 leaf + 1 fixed panel, 1100 clear opening, fully glazed, framed with mid-rail, with switchable glass |  |  | 1 | DOOR | TRUE | FALSE | FALSE
DO | Doors | ST | Stacking | DOST-018 | 01 | DOST-018.01 | DOOR: stacking, 1 leaf + 1 fixed panel, 1150 clear opening, fully glazed, framed with mid-rail |  |  | 1 | DOOR | TRUE | FALSE | FALSE
DO | Doors | ST | Stacking | DOST-018 | 02 | DOST-018.02 | DOOR: stacking, 1 leaf + 1 fixed panel, 1150 clear opening, fully glazed, framed with mid-rail, with integral blinds |  |  | 1 | DOOR | TRUE | FALSE | FALSE
DO | Doors | ST | Stacking | DOST-018 | 03 | DOST-018.03 | DOOR: stacking, 1 leaf + 1 fixed panel, 1150 clear opening, fully glazed, framed with mid-rail, with switchable glass |  |  | 1 | DOOR | TRUE | FALSE | FALSE
DO | Doors | ST | Stacking | DOST-019 | 01 | DOST-019.01 | DOOR: stacking, 1 leaf + 1 fixed panel, 1200 clear opening, fully glazed, framed with mid-rail | DWGL-026 | DOOR: 1200mm c/o, single leaf, sliding, fixed panel, fully glazed | 1 | DOOR | TRUE | FALSE | FALSE
DO | Doors | ST | Stacking | DOST-019 | 02 | DOST-019.02 | DOOR: stacking, 1 leaf + 1 fixed panel, 1200 clear opening, fully glazed, framed with mid-rail, with integral blinds |  |  | 1 | DOOR | TRUE | FALSE | FALSE
DO | Doors | ST | Stacking | DOST-019 | 03 | DOST-019.03 | DOOR: stacking, 1 leaf + 1 fixed panel, 1200 clear opening, fully glazed, framed with mid-rail, with switchable glass |  |  | 1 | DOOR | TRUE | FALSE | FALSE
DO | Doors | ST | Stacking | DOST-031 | 01 | DOST-031.01 | DOOR: stacking, 2 leaves, 1500 clear opening, fully glazed, framed |  |  | 1 | DOOR | TRUE | FALSE | FALSE
DO | Doors | ST | Stacking | DOST-031 | 02 | DOST-031.02 | DOOR: stacking, 2 leaves, 1500 clear opening, fully glazed, framed, with integral blinds |  |  | 1 | DOOR | TRUE | FALSE | FALSE
DO | Doors | ST | Stacking | DOST-031 | 03 | DOST-031.03 | DOOR: stacking, 2 leaves, 1500 clear opening, fully glazed, framed, with switchable glass |  |  | 1 | DOOR | TRUE | FALSE | FALSE
DO | Doors | ST | Stacking | DOST-032 | 01 | DOST-032.01 | DOOR: stacking, 2 leaves, 1600 clear opening, fully glazed, framed |  |  | 1 | DOOR | TRUE | FALSE | FALSE
DO | Doors | ST | Stacking | DOST-032 | 02 | DOST-032.02 | DOOR: stacking, 2 leaves, 1600 clear opening, fully glazed, framed, with integral blinds |  |  | 1 | DOOR | TRUE | FALSE | FALSE
DO | Doors | ST | Stacking | DOST-032 | 03 | DOST-032.03 | DOOR: stacking, 2 leaves, 1600 clear opening, fully glazed, framed, with switchable glass |  |  | 1 | DOOR | TRUE | FALSE | FALSE
DO | Doors | ST | Stacking | DOST-033 | 01 | DOST-033.01 | DOOR: stacking, 2 leaves, 1700 clear opening, fully glazed, framed |  |  | 1 | DOOR | TRUE | FALSE | FALSE
DO | Doors | ST | Stacking | DOST-033 | 02 | DOST-033.02 | DOOR: stacking, 2 leaves, 1700 clear opening, fully glazed, framed, with integral blinds |  |  | 1 | DOOR | TRUE | FALSE | FALSE
DO | Doors | ST | Stacking | DOST-033 | 03 | DOST-033.03 | DOOR: stacking, 2 leaves, 1700 clear opening, fully glazed, framed, with switchable glass |  |  | 1 | DOOR | TRUE | FALSE | FALSE
DO | Doors | ST | Stacking | DOST-034 | 01 | DOST-034.01 | DOOR: stacking, 2 leaves, 1800 clear opening, fully glazed, framed |  |  | 1 | DOOR | TRUE | FALSE | FALSE
DO | Doors | ST | Stacking | DOST-034 | 02 | DOST-034.02 | DOOR: stacking, 2 leaves, 1800 clear opening, fully glazed, framed, with integral blinds |  |  | 1 | DOOR | TRUE | FALSE | FALSE
DO | Doors | ST | Stacking | DOST-034 | 03 | DOST-034.03 | DOOR: stacking, 2 leaves, 1800 clear opening, fully glazed, framed, with switchable glass |  |  | 1 | DOOR | TRUE | FALSE | FALSE
DO | Doors | ST | Stacking | DOST-035 | 01 | DOST-035.01 | DOOR: stacking, 2 leaves, 1900 clear opening, fully glazed, framed |  |  | 1 | DOOR | TRUE | FALSE | FALSE
DO | Doors | ST | Stacking | DOST-035 | 02 | DOST-035.02 | DOOR: stacking, 2 leaves, 1900 clear opening, fully glazed, framed, with integral blinds |  |  | 1 | DOOR | TRUE | FALSE | FALSE
DO | Doors | ST | Stacking | DOST-035 | 03 | DOST-035.03 | DOOR: stacking, 2 leaves, 1900 clear opening, fully glazed, framed, with switchable glass |  |  | 1 | DOOR | TRUE | FALSE | FALSE
DO | Doors | ST | Stacking | DOST-036 | 01 | DOST-036.01 | DOOR: stacking, 2 leaves, 2000 clear opening, fully glazed, framed |  |  | 1 | DOOR | TRUE | FALSE | FALSE
DO | Doors | ST | Stacking | DOST-036 | 02 | DOST-036.02 | DOOR: stacking, 2 leaves, 2000 clear opening, fully glazed, framed, with integral blinds |  |  | 1 | DOOR | TRUE | FALSE | FALSE
DO | Doors | ST | Stacking | DOST-036 | 03 | DOST-036.03 | DOOR: stacking, 2 leaves, 2000 clear opening, fully glazed, framed, with switchable glass |  |  | 1 | DOOR | TRUE | FALSE | FALSE
DO | Doors | ST | Stacking | DOST-037 | 01 | DOST-037.01 | DOOR: stacking, 2 leaves, 2100 clear opening, fully glazed, framed |  |  | 1 | DOOR | TRUE | FALSE | FALSE
DO | Doors | ST | Stacking | DOST-037 | 02 | DOST-037.02 | DOOR: stacking, 2 leaves, 2100 clear opening, fully glazed, framed, with integral blinds |  |  | 1 | DOOR | TRUE | FALSE | FALSE
DO | Doors | ST | Stacking | DOST-037 | 03 | DOST-037.03 | DOOR: stacking, 2 leaves, 2100 clear opening, fully glazed, framed, with switchable glass |  |  | 1 | DOOR | TRUE | FALSE | FALSE
DO | Doors | ST | Stacking | DOST-038 | 01 | DOST-038.01 | DOOR: stacking, 2 leaves, 2200 clear opening, fully glazed, framed |  |  | 1 | DOOR | TRUE | FALSE | FALSE
DO | Doors | ST | Stacking | DOST-038 | 02 | DOST-038.02 | DOOR: stacking, 2 leaves, 2200 clear opening, fully glazed, framed, with integral blinds |  |  | 1 | DOOR | TRUE | FALSE | FALSE
DO | Doors | ST | Stacking | DOST-038 | 03 | DOST-038.03 | DOOR: stacking, 2 leaves, 2200 clear opening, fully glazed, framed, with switchable glass |  |  | 1 | DOOR | TRUE | FALSE | FALSE
DO | Doors | ST | Stacking | DOST-039 | 01 | DOST-039.01 | DOOR: stacking, 2 leaves, 2300 clear opening, fully glazed, framed |  |  | 1 | DOOR | TRUE | FALSE | FALSE
DO | Doors | ST | Stacking | DOST-039 | 02 | DOST-039.02 | DOOR: stacking, 2 leaves, 2300 clear opening, fully glazed, framed, with integral blinds |  |  | 1 | DOOR | TRUE | FALSE | FALSE
DO | Doors | ST | Stacking | DOST-039 | 03 | DOST-039.03 | DOOR: stacking, 2 leaves, 2300 clear opening, fully glazed, framed, with switchable glass |  |  | 1 | DOOR | TRUE | FALSE | FALSE
DO | Doors | ST | Stacking | DOST-041 | 01 | DOST-041.01 | DOOR: stacking, 2 leaves, 1500 clear opening, fully glazed, framed with mid-rail |  |  | 1 | DOOR | TRUE | FALSE | FALSE
DO | Doors | ST | Stacking | DOST-041 | 02 | DOST-041.02 | DOOR: stacking, 2 leaves, 1500 clear opening, fully glazed, framed with mid-rail, with integral blinds |  |  | 1 | DOOR | TRUE | FALSE | FALSE
DO | Doors | ST | Stacking | DOST-041 | 03 | DOST-041.03 | DOOR: stacking, 2 leaves, 1500 clear opening, fully glazed, framed with mid-rail, with switchable glass |  |  | 1 | DOOR | TRUE | FALSE | FALSE
DO | Doors | ST | Stacking | DOST-042 | 01 | DOST-042.01 | DOOR: stacking, 2 leaves, 1600 clear opening, fully glazed, framed with mid-rail |  |  | 1 | DOOR | TRUE | FALSE | FALSE
DO | Doors | ST | Stacking | DOST-042 | 02 | DOST-042.02 | DOOR: stacking, 2 leaves, 1600 clear opening, fully glazed, framed with mid-rail, with integral blinds |  |  | 1 | DOOR | TRUE | FALSE | FALSE
DO | Doors | ST | Stacking | DOST-042 | 03 | DOST-042.03 | DOOR: stacking, 2 leaves, 1600 clear opening, fully glazed, framed with mid-rail, with switchable glass |  |  | 1 | DOOR | TRUE | FALSE | FALSE
DO | Doors | ST | Stacking | DOST-043 | 01 | DOST-043.01 | DOOR: stacking, 2 leaves, 1700 clear opening, fully glazed, framed with mid-rail |  |  | 1 | DOOR | TRUE | FALSE | FALSE
DO | Doors | ST | Stacking | DOST-043 | 02 | DOST-043.02 | DOOR: stacking, 2 leaves, 1700 clear opening, fully glazed, framed with mid-rail, with integral blinds |  |  | 1 | DOOR | TRUE | FALSE | FALSE
DO | Doors | ST | Stacking | DOST-043 | 03 | DOST-043.03 | DOOR: stacking, 2 leaves, 1700 clear opening, fully glazed, framed with mid-rail, with switchable glass |  |  | 1 | DOOR | TRUE | FALSE | FALSE
DO | Doors | ST | Stacking | DOST-044 | 01 | DOST-044.01 | DOOR: stacking, 2 leaves, 1800 clear opening, fully glazed, framed with mid-rail |  |  | 1 | DOOR | TRUE | FALSE | FALSE
DO | Doors | ST | Stacking | DOST-044 | 02 | DOST-044.02 | DOOR: stacking, 2 leaves, 1800 clear opening, fully glazed, framed with mid-rail, with integral blinds |  |  | 1 | DOOR | TRUE | FALSE | FALSE
DO | Doors | ST | Stacking | DOST-044 | 03 | DOST-044.03 | DOOR: stacking, 2 leaves, 1800 clear opening, fully glazed, framed with mid-rail, with switchable glass |  |  | 1 | DOOR | TRUE | FALSE | FALSE
DO | Doors | ST | Stacking | DOST-045 | 01 | DOST-045.01 | DOOR: stacking, 2 leaves, 1900 clear opening, fully glazed, framed with mid-rail |  |  | 1 | DOOR | TRUE | FALSE | FALSE
DO | Doors | ST | Stacking | DOST-045 | 02 | DOST-045.02 | DOOR: stacking, 2 leaves, 1900 clear opening, fully glazed, framed with mid-rail, with integral blinds |  |  | 1 | DOOR | TRUE | FALSE | FALSE
DO | Doors | ST | Stacking | DOST-045 | 03 | DOST-045.03 | DOOR: stacking, 2 leaves, 1900 clear opening, fully glazed, framed with mid-rail, with switchable glass |  |  | 1 | DOOR | TRUE | FALSE | FALSE
DO | Doors | ST | Stacking | DOST-046 | 01 | DOST-046.01 | DOOR: stacking, 2 leaves, 2000 clear opening, fully glazed, framed with mid-rail |  |  | 1 | DOOR | TRUE | FALSE | FALSE
DO | Doors | ST | Stacking | DOST-046 | 02 | DOST-046.02 | DOOR: stacking, 2 leaves, 2000 clear opening, fully glazed, framed with mid-rail, with integral blinds |  |  | 1 | DOOR | TRUE | FALSE | FALSE
DO | Doors | ST | Stacking | DOST-046 | 03 | DOST-046.03 | DOOR: stacking, 2 leaves, 2000 clear opening, fully glazed, framed with mid-rail, with switchable glass |  |  | 1 | DOOR | TRUE | FALSE | FALSE
DO | Doors | ST | Stacking | DOST-047 | 01 | DOST-047.01 | DOOR: stacking, 2 leaves, 2100 clear opening, fully glazed, framed with mid-rail |  |  | 1 | DOOR | TRUE | FALSE | FALSE
DO | Doors | ST | Stacking | DOST-047 | 02 | DOST-047.02 | DOOR: stacking, 2 leaves, 2100 clear opening, fully glazed, framed with mid-rail, with integral blinds |  |  | 1 | DOOR | TRUE | FALSE | FALSE
DO | Doors | ST | Stacking | DOST-047 | 03 | DOST-047.03 | DOOR: stacking, 2 leaves, 2100 clear opening, fully glazed, framed with mid-rail, with switchable glass |  |  | 1 | DOOR | TRUE | FALSE | FALSE
DO | Doors | ST | Stacking | DOST-048 | 01 | DOST-048.01 | DOOR: stacking, 2 leaves, 2200 clear opening, fully glazed, framed with mid-rail |  |  | 1 | DOOR | TRUE | FALSE | FALSE
DO | Doors | ST | Stacking | DOST-048 | 02 | DOST-048.02 | DOOR: stacking, 2 leaves, 2200 clear opening, fully glazed, framed with mid-rail, with integral blinds |  |  | 1 | DOOR | TRUE | FALSE | FALSE
DO | Doors | ST | Stacking | DOST-048 | 03 | DOST-048.03 | DOOR: stacking, 2 leaves, 2200 clear opening, fully glazed, framed with mid-rail, with switchable glass |  |  | 1 | DOOR | TRUE | FALSE | FALSE
DO | Doors | ST | Stacking | DOST-049 | 01 | DOST-049.01 | DOOR: stacking, 2 leaves, 2300 clear opening, fully glazed, framed with mid-rail |  |  | 1 | DOOR | TRUE | FALSE | FALSE
DO | Doors | ST | Stacking | DOST-049 | 02 | DOST-049.02 | DOOR: stacking, 2 leaves, 2300 clear opening, fully glazed, framed with mid-rail, with integral blinds |  |  | 1 | DOOR | TRUE | FALSE | FALSE
DO | Doors | ST | Stacking | DOST-049 | 03 | DOST-049.03 | DOOR: stacking, 2 leaves, 2300 clear opening, fully glazed, framed with mid-rail, with switchable glass |  |  | 1 | DOOR | TRUE | FALSE | FALSE
DO | Doors | ST | Stacking | DOST-061 | 01 | DOST-061.01 | DOOR: stacking, 2 leaves + 1 fixed panel, 1500 clear opening, fully glazed, framed |  |  | 1 | DOOR | TRUE | FALSE | FALSE
DO | Doors | ST | Stacking | DOST-061 | 02 | DOST-061.02 | DOOR: stacking, 2 leaves + 1 fixed panel, 1500 clear opening, fully glazed, framed, with integral blinds |  |  | 1 | DOOR | TRUE | FALSE | FALSE
DO | Doors | ST | Stacking | DOST-061 | 03 | DOST-061.03 | DOOR: stacking, 2 leaves + 1 fixed panel, 1500 clear opening, fully glazed, framed, with switchable glass |  |  | 1 | DOOR | TRUE | FALSE | FALSE
DO | Doors | ST | Stacking | DOST-062 | 01 | DOST-062.01 | DOOR: stacking, 2 leaves + 1 fixed panel, 1600 clear opening, fully glazed, framed |  |  | 1 | DOOR | TRUE | FALSE | FALSE
DO | Doors | ST | Stacking | DOST-062 | 02 | DOST-062.02 | DOOR: stacking, 2 leaves + 1 fixed panel, 1600 clear opening, fully glazed, framed, with integral blinds |  |  | 1 | DOOR | TRUE | FALSE | FALSE
DO | Doors | ST | Stacking | DOST-062 | 03 | DOST-062.03 | DOOR: stacking, 2 leaves + 1 fixed panel, 1600 clear opening, fully glazed, framed, with switchable glass |  |  | 1 | DOOR | TRUE | FALSE | FALSE
DO | Doors | ST | Stacking | DOST-063 | 01 | DOST-063.01 | DOOR: stacking, 2 leaves + 1 fixed panel, 1700 clear opening, fully glazed, framed |  |  | 1 | DOOR | TRUE | FALSE | FALSE
DO | Doors | ST | Stacking | DOST-063 | 02 | DOST-063.02 | DOOR: stacking, 2 leaves + 1 fixed panel, 1700 clear opening, fully glazed, framed, with integral blinds |  |  | 1 | DOOR | TRUE | FALSE | FALSE
DO | Doors | ST | Stacking | DOST-063 | 03 | DOST-063.03 | DOOR: stacking, 2 leaves + 1 fixed panel, 1700 clear opening, fully glazed, framed, with switchable glass |  |  | 1 | DOOR | TRUE | FALSE | FALSE
DO | Doors | ST | Stacking | DOST-064 | 01 | DOST-064.01 | DOOR: stacking, 2 leaves + 1 fixed panel, 1800 clear opening, fully glazed, framed |  |  | 1 | DOOR | TRUE | FALSE | FALSE
DO | Doors | ST | Stacking | DOST-064 | 02 | DOST-064.02 | DOOR: stacking, 2 leaves + 1 fixed panel, 1800 clear opening, fully glazed, framed, with integral blinds |  |  | 1 | DOOR | TRUE | FALSE | FALSE
DO | Doors | ST | Stacking | DOST-064 | 03 | DOST-064.03 | DOOR: stacking, 2 leaves + 1 fixed panel, 1800 clear opening, fully glazed, framed, with switchable glass |  |  | 1 | DOOR | TRUE | FALSE | FALSE
DO | Doors | ST | Stacking | DOST-065 | 01 | DOST-065.01 | DOOR: stacking, 2 leaves + 1 fixed panel, 1900 clear opening, fully glazed, framed |  |  | 1 | DOOR | TRUE | FALSE | FALSE
DO | Doors | ST | Stacking | DOST-065 | 02 | DOST-065.02 | DOOR: stacking, 2 leaves + 1 fixed panel, 1900 clear opening, fully glazed, framed, with integral blinds |  |  | 1 | DOOR | TRUE | FALSE | FALSE
DO | Doors | ST | Stacking | DOST-065 | 03 | DOST-065.03 | DOOR: stacking, 2 leaves + 1 fixed panel, 1900 clear opening, fully glazed, framed, with switchable glass |  |  | 1 | DOOR | TRUE | FALSE | FALSE
DO | Doors | ST | Stacking | DOST-066 | 01 | DOST-066.01 | DOOR: stacking, 2 leaves + 1 fixed panel, 2000 clear opening, fully glazed, framed |  |  | 1 | DOOR | TRUE | FALSE | FALSE
DO | Doors | ST | Stacking | DOST-066 | 02 | DOST-066.02 | DOOR: stacking, 2 leaves + 1 fixed panel, 2000 clear opening, fully glazed, framed, with integral blinds |  |  | 1 | DOOR | TRUE | FALSE | FALSE
DO | Doors | ST | Stacking | DOST-066 | 03 | DOST-066.03 | DOOR: stacking, 2 leaves + 1 fixed panel, 2000 clear opening, fully glazed, framed, with switchable glass |  |  | 1 | DOOR | TRUE | FALSE | FALSE
DO | Doors | ST | Stacking | DOST-067 | 01 | DOST-067.01 | DOOR: stacking, 2 leaves + 1 fixed panel, 2100 clear opening, fully glazed, framed |  |  | 1 | DOOR | TRUE | FALSE | FALSE
DO | Doors | ST | Stacking | DOST-067 | 02 | DOST-067.02 | DOOR: stacking, 2 leaves + 1 fixed panel, 2100 clear opening, fully glazed, framed, with integral blinds |  |  | 1 | DOOR | TRUE | FALSE | FALSE
DO | Doors | ST | Stacking | DOST-067 | 03 | DOST-067.03 | DOOR: stacking, 2 leaves + 1 fixed panel, 2100 clear opening, fully glazed, framed, with switchable glass |  |  | 1 | DOOR | TRUE | FALSE | FALSE
DO | Doors | ST | Stacking | DOST-068 | 01 | DOST-068.01 | DOOR: stacking, 2 leaves + 1 fixed panel, 2200 clear opening, fully glazed, framed |  |  | 1 | DOOR | TRUE | FALSE | FALSE
DO | Doors | ST | Stacking | DOST-068 | 02 | DOST-068.02 | DOOR: stacking, 2 leaves + 1 fixed panel, 2200 clear opening, fully glazed, framed, with integral blinds |  |  | 1 | DOOR | TRUE | FALSE | FALSE
DO | Doors | ST | Stacking | DOST-068 | 03 | DOST-068.03 | DOOR: stacking, 2 leaves + 1 fixed panel, 2200 clear opening, fully glazed, framed, with switchable glass |  |  | 1 | DOOR | TRUE | FALSE | FALSE
DO | Doors | ST | Stacking | DOST-069 | 01 | DOST-069.01 | DOOR: stacking, 2 leaves + 1 fixed panel, 2300 clear opening, fully glazed, framed |  |  | 1 | DOOR | TRUE | FALSE | FALSE
DO | Doors | ST | Stacking | DOST-069 | 02 | DOST-069.02 | DOOR: stacking, 2 leaves + 1 fixed panel, 2300 clear opening, fully glazed, framed, with integral blinds |  |  | 1 | DOOR | TRUE | FALSE | FALSE
DO | Doors | ST | Stacking | DOST-069 | 03 | DOST-069.03 | DOOR: stacking, 2 leaves + 1 fixed panel, 2300 clear opening, fully glazed, framed, with switchable glass |  |  | 1 | DOOR | TRUE | FALSE | FALSE
DO | Doors | ST | Stacking | DOST-071 | 01 | DOST-071.01 | DOOR: stacking, 2 leaves + 1 fixed panel, 1500 clear opening, fully glazed, framed with mid-rail |  |  | 1 | DOOR | TRUE | FALSE | FALSE
DO | Doors | ST | Stacking | DOST-071 | 02 | DOST-071.02 | DOOR: stacking, 2 leaves + 1 fixed panel, 1500 clear opening, fully glazed, framed with mid-rail, with integral blinds |  |  | 1 | DOOR | TRUE | FALSE | FALSE
DO | Doors | ST | Stacking | DOST-071 | 03 | DOST-071.03 | DOOR: stacking, 2 leaves + 1 fixed panel, 1500 clear opening, fully glazed, framed with mid-rail, with switchable glass |  |  | 1 | DOOR | TRUE | FALSE | FALSE
DO | Doors | ST | Stacking | DOST-072 | 01 | DOST-072.01 | DOOR: stacking, 2 leaves + 1 fixed panel, 1600 clear opening, fully glazed, framed with mid-rail |  |  | 1 | DOOR | TRUE | FALSE | FALSE
DO | Doors | ST | Stacking | DOST-072 | 02 | DOST-072.02 | DOOR: stacking, 2 leaves + 1 fixed panel, 1600 clear opening, fully glazed, framed with mid-rail, with integral blinds |  |  | 1 | DOOR | TRUE | FALSE | FALSE
DO | Doors | ST | Stacking | DOST-072 | 03 | DOST-072.03 | DOOR: stacking, 2 leaves + 1 fixed panel, 1600 clear opening, fully glazed, framed with mid-rail, with switchable glass |  |  | 1 | DOOR | TRUE | FALSE | FALSE
DO | Doors | ST | Stacking | DOST-073 | 01 | DOST-073.01 | DOOR: stacking, 2 leaves + 1 fixed panel, 1700 clear opening, fully glazed, framed with mid-rail |  |  | 1 | DOOR | TRUE | FALSE | FALSE
DO | Doors | ST | Stacking | DOST-073 | 02 | DOST-073.02 | DOOR: stacking, 2 leaves + 1 fixed panel, 1700 clear opening, fully glazed, framed with mid-rail, with integral blinds |  |  | 1 | DOOR | TRUE | FALSE | FALSE
DO | Doors | ST | Stacking | DOST-073 | 03 | DOST-073.03 | DOOR: stacking, 2 leaves + 1 fixed panel, 1700 clear opening, fully glazed, framed with mid-rail, with switchable glass |  |  | 1 | DOOR | TRUE | FALSE | FALSE
DO | Doors | ST | Stacking | DOST-074 | 01 | DOST-074.01 | DOOR: stacking, 2 leaves + 1 fixed panel, 1800 clear opening, fully glazed, framed with mid-rail |  |  | 1 | DOOR | TRUE | FALSE | TRUE
DO | Doors | ST | Stacking | DOST-074 | 02 | DOST-074.02 | DOOR: stacking, 2 leaves + 1 fixed panel, 1800 clear opening, fully glazed, framed with mid-rail, with integral blinds |  |  | 1 | DOOR | TRUE | FALSE | FALSE
DO | Doors | ST | Stacking | DOST-074 | 03 | DOST-074.03 | DOOR: stacking, 2 leaves + 1 fixed panel, 1800 clear opening, fully glazed, framed with mid-rail, with switchable glass |  |  | 1 | DOOR | TRUE | FALSE | FALSE
DO | Doors | ST | Stacking | DOST-075 | 01 | DOST-075.01 | DOOR: stacking, 2 leaves + 1 fixed panel, 1900 clear opening, fully glazed, framed with mid-rail |  |  | 1 | DOOR | TRUE | FALSE | FALSE
DO | Doors | ST | Stacking | DOST-075 | 02 | DOST-075.02 | DOOR: stacking, 2 leaves + 1 fixed panel, 1900 clear opening, fully glazed, framed with mid-rail, with integral blinds |  |  | 1 | DOOR | TRUE | FALSE | FALSE
DO | Doors | ST | Stacking | DOST-075 | 03 | DOST-075.03 | DOOR: stacking, 2 leaves + 1 fixed panel, 1900 clear opening, fully glazed, framed with mid-rail, with switchable glass |  |  | 1 | DOOR | TRUE | FALSE | FALSE
DO | Doors | ST | Stacking | DOST-076 | 01 | DOST-076.01 | DOOR: stacking, 2 leaves + 1 fixed panel, 2000 clear opening, fully glazed, framed with mid-rail |  |  | 1 | DOOR | TRUE | FALSE | FALSE
DO | Doors | ST | Stacking | DOST-076 | 02 | DOST-076.02 | DOOR: stacking, 2 leaves + 1 fixed panel, 2000 clear opening, fully glazed, framed with mid-rail, with integral blinds |  |  | 1 | DOOR | TRUE | FALSE | FALSE
DO | Doors | ST | Stacking | DOST-076 | 03 | DOST-076.03 | DOOR: stacking, 2 leaves + 1 fixed panel, 2000 clear opening, fully glazed, framed with mid-rail, with switchable glass |  |  | 1 | DOOR | TRUE | FALSE | FALSE
DO | Doors | ST | Stacking | DOST-077 | 01 | DOST-077.01 | DOOR: stacking, 2 leaves + 1 fixed panel, 2100 clear opening, fully glazed, framed with mid-rail |  |  | 1 | DOOR | TRUE | FALSE | FALSE
DO | Doors | ST | Stacking | DOST-077 | 02 | DOST-077.02 | DOOR: stacking, 2 leaves + 1 fixed panel, 2100 clear opening, fully glazed, framed with mid-rail, with integral blinds |  |  | 1 | DOOR | TRUE | FALSE | FALSE
DO | Doors | ST | Stacking | DOST-077 | 03 | DOST-077.03 | DOOR: stacking, 2 leaves + 1 fixed panel, 2100 clear opening, fully glazed, framed with mid-rail, with switchable glass |  |  | 1 | DOOR | TRUE | FALSE | FALSE
DO | Doors | ST | Stacking | DOST-078 | 01 | DOST-078.01 | DOOR: stacking, 2 leaves + 1 fixed panel, 2200 clear opening, fully glazed, framed with mid-rail |  |  | 1 | DOOR | TRUE | FALSE | FALSE
DO | Doors | ST | Stacking | DOST-078 | 02 | DOST-078.02 | DOOR: stacking, 2 leaves + 1 fixed panel, 2200 clear opening, fully glazed, framed with mid-rail, with integral blinds |  |  | 1 | DOOR | TRUE | FALSE | FALSE
DO | Doors | ST | Stacking | DOST-078 | 03 | DOST-078.03 | DOOR: stacking, 2 leaves + 1 fixed panel, 2200 clear opening, fully glazed, framed with mid-rail, with switchable glass |  |  | 1 | DOOR | TRUE | FALSE | FALSE
DO | Doors | ST | Stacking | DOST-079 | 01 | DOST-079.01 | DOOR: stacking, 2 leaves + 1 fixed panel, 2300 clear opening, fully glazed, framed with mid-rail |  |  | 1 | DOOR | TRUE | FALSE | FALSE
DO | Doors | ST | Stacking | DOST-079 | 02 | DOST-079.02 | DOOR: stacking, 2 leaves + 1 fixed panel, 2300 clear opening, fully glazed, framed with mid-rail, with integral blinds |  |  | 1 | DOOR | TRUE | FALSE | FALSE
DO | Doors | ST | Stacking | DOST-079 | 03 | DOST-079.03 | DOOR: stacking, 2 leaves + 1 fixed panel, 2300 clear opening, fully glazed, framed with mid-rail, with switchable glass |  |  | 1 | DOOR | TRUE | FALSE | FALSE
DO | Doors | ST | Stacking | DOST-091 | 01 | DOST-091.01 | DOOR: stacking, 3 leaves, 1800 clear opening, fully glazed, framed |  |  | 1 | DOOR | TRUE | FALSE | FALSE
DO | Doors | ST | Stacking | DOST-091 | 02 | DOST-091.02 | DOOR: stacking, 3 leaves, 1800 clear opening, fully glazed, framed, with integral blinds |  |  | 1 | DOOR | TRUE | FALSE | FALSE
DO | Doors | ST | Stacking | DOST-091 | 03 | DOST-091.03 | DOOR: stacking, 3 leaves, 1800 clear opening, fully glazed, framed, with switchable glass |  |  | 1 | DOOR | TRUE | FALSE | FALSE
DO | Doors | ST | Stacking | DOST-092 | 01 | DOST-092.01 | DOOR: stacking, 3 leaves, 1900 clear opening, fully glazed, framed |  |  | 1 | DOOR | TRUE | FALSE | FALSE
DO | Doors | ST | Stacking | DOST-092 | 02 | DOST-092.02 | DOOR: stacking, 3 leaves, 1900 clear opening, fully glazed, framed, with integral blinds |  |  | 1 | DOOR | TRUE | FALSE | FALSE
DO | Doors | ST | Stacking | DOST-092 | 03 | DOST-092.03 | DOOR: stacking, 3 leaves, 1900 clear opening, fully glazed, framed, with switchable glass |  |  | 1 | DOOR | TRUE | FALSE | FALSE
DO | Doors | ST | Stacking | DOST-093 | 01 | DOST-093.01 | DOOR: stacking, 3 leaves, 2000 clear opening, fully glazed, framed |  |  | 1 | DOOR | TRUE | FALSE | FALSE
DO | Doors | ST | Stacking | DOST-093 | 02 | DOST-093.02 | DOOR: stacking, 3 leaves, 2000 clear opening, fully glazed, framed, with integral blinds |  |  | 1 | DOOR | TRUE | FALSE | FALSE
DO | Doors | ST | Stacking | DOST-093 | 03 | DOST-093.03 | DOOR: stacking, 3 leaves, 2000 clear opening, fully glazed, framed, with switchable glass |  |  | 1 | DOOR | TRUE | FALSE | FALSE
DO | Doors | ST | Stacking | DOST-094 | 01 | DOST-094.01 | DOOR: stacking, 3 leaves, 2100 clear opening, fully glazed, framed |  |  | 1 | DOOR | TRUE | FALSE | FALSE
DO | Doors | ST | Stacking | DOST-094 | 02 | DOST-094.02 | DOOR: stacking, 3 leaves, 2100 clear opening, fully glazed, framed, with integral blinds |  |  | 1 | DOOR | TRUE | FALSE | FALSE
DO | Doors | ST | Stacking | DOST-094 | 03 | DOST-094.03 | DOOR: stacking, 3 leaves, 2100 clear opening, fully glazed, framed, with switchable glass |  |  | 1 | DOOR | TRUE | FALSE | FALSE
DO | Doors | ST | Stacking | DOST-095 | 01 | DOST-095.01 | DOOR: stacking, 3 leaves, 2200 clear opening, fully glazed, framed |  |  | 1 | DOOR | TRUE | FALSE | FALSE
DO | Doors | ST | Stacking | DOST-095 | 02 | DOST-095.02 | DOOR: stacking, 3 leaves, 2200 clear opening, fully glazed, framed, with integral blinds |  |  | 1 | DOOR | TRUE | FALSE | FALSE
DO | Doors | ST | Stacking | DOST-095 | 03 | DOST-095.03 | DOOR: stacking, 3 leaves, 2200 clear opening, fully glazed, framed, with switchable glass |  |  | 1 | DOOR | TRUE | FALSE | FALSE
DO | Doors | ST | Stacking | DOST-096 | 01 | DOST-096.01 | DOOR: stacking, 3 leaves, 2300 clear opening, fully glazed, framed |  |  | 1 | DOOR | TRUE | FALSE | FALSE
DO | Doors | ST | Stacking | DOST-096 | 02 | DOST-096.02 | DOOR: stacking, 3 leaves, 2300 clear opening, fully glazed, framed, with integral blinds |  |  | 1 | DOOR | TRUE | FALSE | FALSE
DO | Doors | ST | Stacking | DOST-096 | 03 | DOST-096.03 | DOOR: stacking, 3 leaves, 2300 clear opening, fully glazed, framed, with switchable glass |  |  | 1 | DOOR | TRUE | FALSE | FALSE
DO | Doors | ST | Stacking | DOST-097 | 01 | DOST-097.01 | DOOR: stacking, 3 leaves, 2400 clear opening, fully glazed, framed |  |  | 1 | DOOR | TRUE | FALSE | FALSE
DO | Doors | ST | Stacking | DOST-097 | 02 | DOST-097.02 | DOOR: stacking, 3 leaves, 2400 clear opening, fully glazed, framed, with integral blinds |  |  | 1 | DOOR | TRUE | FALSE | FALSE
DO | Doors | ST | Stacking | DOST-097 | 03 | DOST-097.03 | DOOR: stacking, 3 leaves, 2400 clear opening, fully glazed, framed, with switchable glass |  |  | 1 | DOOR | TRUE | FALSE | FALSE
DO | Doors | ST | Stacking | DOST-098 | 01 | DOST-098.01 | DOOR: stacking, 3 leaves, 2500 clear opening, fully glazed, framed |  |  | 1 | DOOR | TRUE | FALSE | FALSE
DO | Doors | ST | Stacking | DOST-098 | 02 | DOST-098.02 | DOOR: stacking, 3 leaves, 2500 clear opening, fully glazed, framed, with integral blinds |  |  | 1 | DOOR | TRUE | FALSE | FALSE
DO | Doors | ST | Stacking | DOST-098 | 03 | DOST-098.03 | DOOR: stacking, 3 leaves, 2500 clear opening, fully glazed, framed, with switchable glass |  |  | 1 | DOOR | TRUE | FALSE | FALSE
DO | Doors | ST | Stacking | DOST-101 | 01 | DOST-101.01 | DOOR: stacking, 3 leaves, 1800 clear opening, fully glazed, framed with mid-rail |  |  | 1 | DOOR | TRUE | FALSE | FALSE
DO | Doors | ST | Stacking | DOST-101 | 02 | DOST-101.02 | DOOR: stacking, 3 leaves, 1800 clear opening, fully glazed, framed with mid-rail, with integral blinds |  |  | 1 | DOOR | TRUE | FALSE | FALSE
DO | Doors | ST | Stacking | DOST-101 | 03 | DOST-101.03 | DOOR: stacking, 3 leaves, 1800 clear opening, fully glazed, framed with mid-rail, with switchable glass |  |  | 1 | DOOR | TRUE | FALSE | FALSE
DO | Doors | ST | Stacking | DOST-102 | 01 | DOST-102.01 | DOOR: stacking, 3 leaves, 1900 clear opening, fully glazed, framed with mid-rail |  |  | 1 | DOOR | TRUE | FALSE | FALSE
DO | Doors | ST | Stacking | DOST-102 | 02 | DOST-102.02 | DOOR: stacking, 3 leaves, 1900 clear opening, fully glazed, framed with mid-rail, with integral blinds |  |  | 1 | DOOR | TRUE | FALSE | FALSE
DO | Doors | ST | Stacking | DOST-102 | 03 | DOST-102.03 | DOOR: stacking, 3 leaves, 1900 clear opening, fully glazed, framed with mid-rail, with switchable glass |  |  | 1 | DOOR | TRUE | FALSE | FALSE
DO | Doors | ST | Stacking | DOST-103 | 01 | DOST-103.01 | DOOR: stacking, 3 leaves, 2000 clear opening, fully glazed, framed with mid-rail |  |  | 1 | DOOR | TRUE | FALSE | FALSE
DO | Doors | ST | Stacking | DOST-103 | 02 | DOST-103.02 | DOOR: stacking, 3 leaves, 2000 clear opening, fully glazed, framed with mid-rail, with integral blinds |  |  | 1 | DOOR | TRUE | FALSE | FALSE
DO | Doors | ST | Stacking | DOST-103 | 03 | DOST-103.03 | DOOR: stacking, 3 leaves, 2000 clear opening, fully glazed, framed with mid-rail, with switchable glass |  |  | 1 | DOOR | TRUE | FALSE | FALSE
DO | Doors | ST | Stacking | DOST-104 | 01 | DOST-104.01 | DOOR: stacking, 3 leaves, 2100 clear opening, fully glazed, framed with mid-rail |  |  | 1 | DOOR | TRUE | FALSE | FALSE
DO | Doors | ST | Stacking | DOST-104 | 02 | DOST-104.02 | DOOR: stacking, 3 leaves, 2100 clear opening, fully glazed, framed with mid-rail, with integral blinds |  |  | 1 | DOOR | TRUE | FALSE | FALSE
DO | Doors | ST | Stacking | DOST-104 | 03 | DOST-104.03 | DOOR: stacking, 3 leaves, 2100 clear opening, fully glazed, framed with mid-rail, with switchable glass |  |  | 1 | DOOR | TRUE | FALSE | FALSE
DO | Doors | ST | Stacking | DOST-105 | 01 | DOST-105.01 | DOOR: stacking, 3 leaves, 2200 clear opening, fully glazed, framed with mid-rail |  |  | 1 | DOOR | TRUE | FALSE | FALSE
DO | Doors | ST | Stacking | DOST-105 | 02 | DOST-105.02 | DOOR: stacking, 3 leaves, 2200 clear opening, fully glazed, framed with mid-rail, with integral blinds |  |  | 1 | DOOR | TRUE | FALSE | FALSE
DO | Doors | ST | Stacking | DOST-105 | 03 | DOST-105.03 | DOOR: stacking, 3 leaves, 2200 clear opening, fully glazed, framed with mid-rail, with switchable glass |  |  | 1 | DOOR | TRUE | FALSE | FALSE
DO | Doors | ST | Stacking | DOST-106 | 01 | DOST-106.01 | DOOR: stacking, 3 leaves, 2300 clear opening, fully glazed, framed with mid-rail |  |  | 1 | DOOR | TRUE | FALSE | FALSE
DO | Doors | ST | Stacking | DOST-106 | 02 | DOST-106.02 | DOOR: stacking, 3 leaves, 2300 clear opening, fully glazed, framed with mid-rail, with integral blinds |  |  | 1 | DOOR | TRUE | FALSE | FALSE
DO | Doors | ST | Stacking | DOST-106 | 03 | DOST-106.03 | DOOR: stacking, 3 leaves, 2300 clear opening, fully glazed, framed with mid-rail, with switchable glass |  |  | 1 | DOOR | TRUE | FALSE | FALSE
DO | Doors | ST | Stacking | DOST-107 | 01 | DOST-107.01 | DOOR: stacking, 3 leaves, 2400 clear opening, fully glazed, framed with mid-rail |  |  | 1 | DOOR | TRUE | FALSE | FALSE
DO | Doors | ST | Stacking | DOST-107 | 02 | DOST-107.02 | DOOR: stacking, 3 leaves, 2400 clear opening, fully glazed, framed with mid-rail, with integral blinds |  |  | 1 | DOOR | TRUE | FALSE | FALSE
DO | Doors | ST | Stacking | DOST-107 | 03 | DOST-107.03 | DOOR: stacking, 3 leaves, 2400 clear opening, fully glazed, framed with mid-rail, with switchable glass |  |  | 1 | DOOR | TRUE | FALSE | FALSE
DO | Doors | ST | Stacking | DOST-108 | 01 | DOST-108.01 | DOOR: stacking, 3 leaves, 2500 clear opening, fully glazed, framed with mid-rail |  |  | 1 | DOOR | TRUE | FALSE | FALSE
DO | Doors | ST | Stacking | DOST-108 | 02 | DOST-108.02 | DOOR: stacking, 3 leaves, 2500 clear opening, fully glazed, framed with mid-rail, with integral blinds |  |  | 1 | DOOR | TRUE | FALSE | FALSE
DO | Doors | ST | Stacking | DOST-108 | 03 | DOST-108.03 | DOOR: stacking, 3 leaves, 2500 clear opening, fully glazed, framed with mid-rail, with switchable glass |  |  | 1 | DOOR | TRUE | FALSE | FALSE
DO | Doors | ST | Stacking | DOST-121 | 01 | DOST-121.01 | DOOR: stacking, 3 leaves + 1 fixed panel, 1800 clear opening, fully glazed, framed |  |  | 1 | DOOR | TRUE | FALSE | FALSE
DO | Doors | ST | Stacking | DOST-121 | 02 | DOST-121.02 | DOOR: stacking, 3 leaves + 1 fixed panel, 1800 clear opening, fully glazed, framed, with integral blinds |  |  | 1 | DOOR | TRUE | FALSE | FALSE
DO | Doors | ST | Stacking | DOST-121 | 03 | DOST-121.03 | DOOR: stacking, 3 leaves + 1 fixed panel, 1800 clear opening, fully glazed, framed, with switchable glass |  |  | 1 | DOOR | TRUE | FALSE | FALSE
DO | Doors | ST | Stacking | DOST-122 | 01 | DOST-122.01 | DOOR: stacking, 3 leaves + 1 fixed panel, 1900 clear opening, fully glazed, framed |  |  | 1 | DOOR | TRUE | FALSE | FALSE
DO | Doors | ST | Stacking | DOST-122 | 02 | DOST-122.02 | DOOR: stacking, 3 leaves + 1 fixed panel, 1900 clear opening, fully glazed, framed, with integral blinds |  |  | 1 | DOOR | TRUE | FALSE | FALSE
DO | Doors | ST | Stacking | DOST-122 | 03 | DOST-122.03 | DOOR: stacking, 3 leaves + 1 fixed panel, 1900 clear opening, fully glazed, framed, with switchable glass |  |  | 1 | DOOR | TRUE | FALSE | FALSE
DO | Doors | ST | Stacking | DOST-123 | 01 | DOST-123.01 | DOOR: stacking, 3 leaves + 1 fixed panel, 2000 clear opening, fully glazed, framed |  |  | 1 | DOOR | TRUE | FALSE | FALSE
DO | Doors | ST | Stacking | DOST-123 | 02 | DOST-123.02 | DOOR: stacking, 3 leaves + 1 fixed panel, 2000 clear opening, fully glazed, framed, with integral blinds |  |  | 1 | DOOR | TRUE | FALSE | FALSE
DO | Doors | ST | Stacking | DOST-123 | 03 | DOST-123.03 | DOOR: stacking, 3 leaves + 1 fixed panel, 2000 clear opening, fully glazed, framed, with switchable glass |  |  | 1 | DOOR | TRUE | FALSE | FALSE
DO | Doors | ST | Stacking | DOST-124 | 01 | DOST-124.01 | DOOR: stacking, 3 leaves + 1 fixed panel, 2100 clear opening, fully glazed, framed |  |  | 1 | DOOR | TRUE | FALSE | FALSE
DO | Doors | ST | Stacking | DOST-124 | 02 | DOST-124.02 | DOOR: stacking, 3 leaves + 1 fixed panel, 2100 clear opening, fully glazed, framed, with integral blinds |  |  | 1 | DOOR | TRUE | FALSE | FALSE
DO | Doors | ST | Stacking | DOST-124 | 03 | DOST-124.03 | DOOR: stacking, 3 leaves + 1 fixed panel, 2100 clear opening, fully glazed, framed, with switchable glass |  |  | 1 | DOOR | TRUE | FALSE | FALSE
DO | Doors | ST | Stacking | DOST-125 | 01 | DOST-125.01 | DOOR: stacking, 3 leaves + 1 fixed panel, 2200 clear opening, fully glazed, framed |  |  | 1 | DOOR | TRUE | FALSE | FALSE
DO | Doors | ST | Stacking | DOST-125 | 02 | DOST-125.02 | DOOR: stacking, 3 leaves + 1 fixed panel, 2200 clear opening, fully glazed, framed, with integral blinds |  |  | 1 | DOOR | TRUE | FALSE | FALSE
DO | Doors | ST | Stacking | DOST-125 | 03 | DOST-125.03 | DOOR: stacking, 3 leaves + 1 fixed panel, 2200 clear opening, fully glazed, framed, with switchable glass |  |  | 1 | DOOR | TRUE | FALSE | FALSE
DO | Doors | ST | Stacking | DOST-126 | 01 | DOST-126.01 | DOOR: stacking, 3 leaves + 1 fixed panel, 2300 clear opening, fully glazed, framed |  |  | 1 | DOOR | TRUE | FALSE | FALSE
DO | Doors | ST | Stacking | DOST-126 | 02 | DOST-126.02 | DOOR: stacking, 3 leaves + 1 fixed panel, 2300 clear opening, fully glazed, framed, with integral blinds |  |  | 1 | DOOR | TRUE | FALSE | FALSE
DO | Doors | ST | Stacking | DOST-126 | 03 | DOST-126.03 | DOOR: stacking, 3 leaves + 1 fixed panel, 2300 clear opening, fully glazed, framed, with switchable glass |  |  | 1 | DOOR | TRUE | FALSE | FALSE
DO | Doors | ST | Stacking | DOST-127 | 01 | DOST-127.01 | DOOR: stacking, 3 leaves + 1 fixed panel, 2400 clear opening, fully glazed, framed |  |  | 1 | DOOR | TRUE | FALSE | FALSE
DO | Doors | ST | Stacking | DOST-127 | 02 | DOST-127.02 | DOOR: stacking, 3 leaves + 1 fixed panel, 2400 clear opening, fully glazed, framed, with integral blinds |  |  | 1 | DOOR | TRUE | FALSE | FALSE
DO | Doors | ST | Stacking | DOST-127 | 03 | DOST-127.03 | DOOR: stacking, 3 leaves + 1 fixed panel, 2400 clear opening, fully glazed, framed, with switchable glass |  |  | 1 | DOOR | TRUE | FALSE | FALSE
DO | Doors | ST | Stacking | DOST-128 | 01 | DOST-128.01 | DOOR: stacking, 3 leaves + 1 fixed panel, 2500 clear opening, fully glazed, framed |  |  | 1 | DOOR | TRUE | FALSE | FALSE
DO | Doors | ST | Stacking | DOST-128 | 02 | DOST-128.02 | DOOR: stacking, 3 leaves + 1 fixed panel, 2500 clear opening, fully glazed, framed, with integral blinds |  |  | 1 | DOOR | TRUE | FALSE | FALSE
DO | Doors | ST | Stacking | DOST-128 | 03 | DOST-128.03 | DOOR: stacking, 3 leaves + 1 fixed panel, 2500 clear opening, fully glazed, framed, with switchable glass |  |  | 1 | DOOR | TRUE | FALSE | FALSE
DO | Doors | ST | Stacking | DOST-131 | 01 | DOST-131.01 | DOOR: stacking, 3 leaves + 1 fixed panel, 1800 clear opening, fully glazed, framed with mid-rail |  |  | 1 | DOOR | TRUE | FALSE | FALSE
DO | Doors | ST | Stacking | DOST-131 | 02 | DOST-131.02 | DOOR: stacking, 3 leaves + 1 fixed panel, 1800 clear opening, fully glazed, framed with mid-rail, with integral blinds |  |  | 1 | DOOR | TRUE | FALSE | FALSE
DO | Doors | ST | Stacking | DOST-131 | 03 | DOST-131.03 | DOOR: stacking, 3 leaves + 1 fixed panel, 1800 clear opening, fully glazed, framed with mid-rail, with switchable glass |  |  | 1 | DOOR | TRUE | FALSE | FALSE
DO | Doors | ST | Stacking | DOST-132 | 01 | DOST-132.01 | DOOR: stacking, 3 leaves + 1 fixed panel, 1900 clear opening, fully glazed, framed with mid-rail |  |  | 1 | DOOR | TRUE | FALSE | FALSE
DO | Doors | ST | Stacking | DOST-132 | 02 | DOST-132.02 | DOOR: stacking, 3 leaves + 1 fixed panel, 1900 clear opening, fully glazed, framed with mid-rail, with integral blinds |  |  | 1 | DOOR | TRUE | FALSE | FALSE
DO | Doors | ST | Stacking | DOST-132 | 03 | DOST-132.03 | DOOR: stacking, 3 leaves + 1 fixed panel, 1900 clear opening, fully glazed, framed with mid-rail, with switchable glass |  |  | 1 | DOOR | TRUE | FALSE | FALSE
DO | Doors | ST | Stacking | DOST-133 | 01 | DOST-133.01 | DOOR: stacking, 3 leaves + 1 fixed panel, 2000 clear opening, fully glazed, framed with mid-rail |  |  | 1 | DOOR | TRUE | FALSE | FALSE
DO | Doors | ST | Stacking | DOST-133 | 02 | DOST-133.02 | DOOR: stacking, 3 leaves + 1 fixed panel, 2000 clear opening, fully glazed, framed with mid-rail, with integral blinds |  |  | 1 | DOOR | TRUE | FALSE | FALSE
DO | Doors | ST | Stacking | DOST-133 | 03 | DOST-133.03 | DOOR: stacking, 3 leaves + 1 fixed panel, 2000 clear opening, fully glazed, framed with mid-rail, with switchable glass |  |  | 1 | DOOR | TRUE | FALSE | FALSE
DO | Doors | ST | Stacking | DOST-134 | 01 | DOST-134.01 | DOOR: stacking, 3 leaves + 1 fixed panel, 2100 clear opening, fully glazed, framed with mid-rail |  |  | 1 | DOOR | TRUE | FALSE | FALSE
DO | Doors | ST | Stacking | DOST-134 | 02 | DOST-134.02 | DOOR: stacking, 3 leaves + 1 fixed panel, 2100 clear opening, fully glazed, framed with mid-rail, with integral blinds |  |  | 1 | DOOR | TRUE | FALSE | FALSE
DO | Doors | ST | Stacking | DOST-134 | 03 | DOST-134.03 | DOOR: stacking, 3 leaves + 1 fixed panel, 2100 clear opening, fully glazed, framed with mid-rail, with switchable glass |  |  | 1 | DOOR | TRUE | FALSE | FALSE
DO | Doors | ST | Stacking | DOST-135 | 01 | DOST-135.01 | DOOR: stacking, 3 leaves + 1 fixed panel, 2200 clear opening, fully glazed, framed with mid-rail |  |  | 1 | DOOR | TRUE | FALSE | FALSE
DO | Doors | ST | Stacking | DOST-135 | 02 | DOST-135.02 | DOOR: stacking, 3 leaves + 1 fixed panel, 2200 clear opening, fully glazed, framed with mid-rail, with integral blinds |  |  | 1 | DOOR | TRUE | FALSE | FALSE
DO | Doors | ST | Stacking | DOST-135 | 03 | DOST-135.03 | DOOR: stacking, 3 leaves + 1 fixed panel, 2200 clear opening, fully glazed, framed with mid-rail, with switchable glass |  |  | 1 | DOOR | TRUE | FALSE | FALSE
DO | Doors | ST | Stacking | DOST-136 | 01 | DOST-136.01 | DOOR: stacking, 3 leaves + 1 fixed panel, 2300 clear opening, fully glazed, framed with mid-rail |  |  | 1 | DOOR | TRUE | FALSE | FALSE
DO | Doors | ST | Stacking | DOST-136 | 02 | DOST-136.02 | DOOR: stacking, 3 leaves + 1 fixed panel, 2300 clear opening, fully glazed, framed with mid-rail, with integral blinds |  |  | 1 | DOOR | TRUE | FALSE | FALSE
DO | Doors | ST | Stacking | DOST-136 | 03 | DOST-136.03 | DOOR: stacking, 3 leaves + 1 fixed panel, 2300 clear opening, fully glazed, framed with mid-rail, with switchable glass |  |  | 1 | DOOR | TRUE | FALSE | FALSE
DO | Doors | ST | Stacking | DOST-137 | 01 | DOST-137.01 | DOOR: stacking, 3 leaves + 1 fixed panel, 2400 clear opening, fully glazed, framed with mid-rail |  |  | 1 | DOOR | TRUE | FALSE | FALSE
DO | Doors | ST | Stacking | DOST-137 | 02 | DOST-137.02 | DOOR: stacking, 3 leaves + 1 fixed panel, 2400 clear opening, fully glazed, framed with mid-rail, with integral blinds |  |  | 1 | DOOR | TRUE | FALSE | FALSE
DO | Doors | ST | Stacking | DOST-137 | 03 | DOST-137.03 | DOOR: stacking, 3 leaves + 1 fixed panel, 2400 clear opening, fully glazed, framed with mid-rail, with switchable glass |  |  | 1 | DOOR | TRUE | FALSE | FALSE
DO | Doors | ST | Stacking | DOST-138 | 01 | DOST-138.01 | DOOR: stacking, 3 leaves + 1 fixed panel, 2500 clear opening, fully glazed, framed with mid-rail |  |  | 1 | DOOR | TRUE | FALSE | FALSE
DO | Doors | ST | Stacking | DOST-138 | 02 | DOST-138.02 | DOOR: stacking, 3 leaves + 1 fixed panel, 2500 clear opening, fully glazed, framed with mid-rail, with integral blinds |  |  | 1 | DOOR | TRUE | FALSE | FALSE
DO | Doors | ST | Stacking | DOST-138 | 03 | DOST-138.03 | DOOR: stacking, 3 leaves + 1 fixed panel, 2500 clear opening, fully glazed, framed with mid-rail, with switchable glass |  |  | 1 | DOOR | TRUE | FALSE | FALSE
DO | Doors | ST | Stacking | DOST-301 | 01 | DOST-301.01 | DOOR: stacking, bi-parting, 2 leaves + 2 fixed panels, 1500 clear opening, fully glazed, framed |  |  | 1 | DOOR | TRUE | FALSE | FALSE
DO | Doors | ST | Stacking | DOST-301 | 02 | DOST-301.02 | DOOR: stacking, bi-parting, 2 leaves + 2 fixed panels, 1500 clear opening, fully glazed, framed, with integral blinds |  |  | 1 | DOOR | TRUE | FALSE | FALSE
DO | Doors | ST | Stacking | DOST-301 | 03 | DOST-301.03 | DOOR: stacking, bi-parting, 2 leaves + 2 fixed panels, 1500 clear opening, fully glazed, framed, with switchable glass |  |  | 1 | DOOR | TRUE | FALSE | FALSE
DO | Doors | ST | Stacking | DOST-302 | 01 | DOST-302.01 | DOOR: stacking, bi-parting, 2 leaves + 2 fixed panels, 1600 clear opening, fully glazed, framed |  |  | 1 | DOOR | TRUE | FALSE | FALSE
DO | Doors | ST | Stacking | DOST-302 | 02 | DOST-302.02 | DOOR: stacking, bi-parting, 2 leaves + 2 fixed panels, 1600 clear opening, fully glazed, framed, with integral blinds |  |  | 1 | DOOR | TRUE | FALSE | FALSE
DO | Doors | ST | Stacking | DOST-302 | 03 | DOST-302.03 | DOOR: stacking, bi-parting, 2 leaves + 2 fixed panels, 1600 clear opening, fully glazed, framed, with switchable glass |  |  | 1 | DOOR | TRUE | FALSE | FALSE
DO | Doors | ST | Stacking | DOST-303 | 01 | DOST-303.01 | DOOR: stacking, bi-parting, 2 leaves + 2 fixed panels, 1700 clear opening, fully glazed, framed |  |  | 1 | DOOR | TRUE | FALSE | FALSE
DO | Doors | ST | Stacking | DOST-303 | 02 | DOST-303.02 | DOOR: stacking, bi-parting, 2 leaves + 2 fixed panels, 1700 clear opening, fully glazed, framed, with integral blinds |  |  | 1 | DOOR | TRUE | FALSE | FALSE
DO | Doors | ST | Stacking | DOST-303 | 03 | DOST-303.03 | DOOR: stacking, bi-parting, 2 leaves + 2 fixed panels, 1700 clear opening, fully glazed, framed, with switchable glass |  |  | 1 | DOOR | TRUE | FALSE | FALSE
DO | Doors | ST | Stacking | DOST-304 | 01 | DOST-304.01 | DOOR: stacking, bi-parting, 2 leaves + 2 fixed panels, 1800 clear opening, fully glazed, framed |  |  | 1 | DOOR | TRUE | FALSE | FALSE
DO | Doors | ST | Stacking | DOST-304 | 02 | DOST-304.02 | DOOR: stacking, bi-parting, 2 leaves + 2 fixed panels, 1800 clear opening, fully glazed, framed, with integral blinds |  |  | 1 | DOOR | TRUE | FALSE | FALSE
DO | Doors | ST | Stacking | DOST-304 | 03 | DOST-304.03 | DOOR: stacking, bi-parting, 2 leaves + 2 fixed panels, 1800 clear opening, fully glazed, framed, with switchable glass |  |  | 1 | DOOR | TRUE | FALSE | FALSE
DO | Doors | ST | Stacking | DOST-305 | 01 | DOST-305.01 | DOOR: stacking, bi-parting, 2 leaves + 2 fixed panels, 1900 clear opening, fully glazed, framed |  |  | 1 | DOOR | TRUE | FALSE | FALSE
DO | Doors | ST | Stacking | DOST-305 | 02 | DOST-305.02 | DOOR: stacking, bi-parting, 2 leaves + 2 fixed panels, 1900 clear opening, fully glazed, framed, with integral blinds |  |  | 1 | DOOR | TRUE | FALSE | FALSE
DO | Doors | ST | Stacking | DOST-305 | 03 | DOST-305.03 | DOOR: stacking, bi-parting, 2 leaves + 2 fixed panels, 1900 clear opening, fully glazed, framed, with switchable glass |  |  | 1 | DOOR | TRUE | FALSE | FALSE
DO | Doors | ST | Stacking | DOST-306 | 01 | DOST-306.01 | DOOR: stacking, bi-parting, 2 leaves + 2 fixed panels, 2000 clear opening, fully glazed, framed |  |  | 1 | DOOR | TRUE | FALSE | FALSE
DO | Doors | ST | Stacking | DOST-306 | 02 | DOST-306.02 | DOOR: stacking, bi-parting, 2 leaves + 2 fixed panels, 2000 clear opening, fully glazed, framed, with integral blinds |  |  | 1 | DOOR | TRUE | FALSE | FALSE
DO | Doors | ST | Stacking | DOST-306 | 03 | DOST-306.03 | DOOR: stacking, bi-parting, 2 leaves + 2 fixed panels, 2000 clear opening, fully glazed, framed, with switchable glass |  |  | 1 | DOOR | TRUE | FALSE | FALSE
DO | Doors | ST | Stacking | DOST-307 | 01 | DOST-307.01 | DOOR: stacking, bi-parting, 2 leaves + 2 fixed panels, 2100 clear opening, fully glazed, framed |  |  | 1 | DOOR | TRUE | FALSE | FALSE
DO | Doors | ST | Stacking | DOST-307 | 02 | DOST-307.02 | DOOR: stacking, bi-parting, 2 leaves + 2 fixed panels, 2100 clear opening, fully glazed, framed, with integral blinds |  |  | 1 | DOOR | TRUE | FALSE | FALSE
DO | Doors | ST | Stacking | DOST-307 | 03 | DOST-307.03 | DOOR: stacking, bi-parting, 2 leaves + 2 fixed panels, 2100 clear opening, fully glazed, framed, with switchable glass |  |  | 1 | DOOR | TRUE | FALSE | FALSE
DO | Doors | ST | Stacking | DOST-308 | 01 | DOST-308.01 | DOOR: stacking, bi-parting, 2 leaves + 2 fixed panels, 2200 clear opening, fully glazed, framed |  |  | 1 | DOOR | TRUE | FALSE | FALSE
DO | Doors | ST | Stacking | DOST-308 | 02 | DOST-308.02 | DOOR: stacking, bi-parting, 2 leaves + 2 fixed panels, 2200 clear opening, fully glazed, framed, with integral blinds |  |  | 1 | DOOR | TRUE | FALSE | FALSE
DO | Doors | ST | Stacking | DOST-308 | 03 | DOST-308.03 | DOOR: stacking, bi-parting, 2 leaves + 2 fixed panels, 2200 clear opening, fully glazed, framed, with switchable glass |  |  | 1 | DOOR | TRUE | FALSE | FALSE
DO | Doors | ST | Stacking | DOST-309 | 01 | DOST-309.01 | DOOR: stacking, bi-parting, 2 leaves + 2 fixed panels, 2300 clear opening, fully glazed, framed |  |  | 1 | DOOR | TRUE | FALSE | FALSE
DO | Doors | ST | Stacking | DOST-309 | 02 | DOST-309.02 | DOOR: stacking, bi-parting, 2 leaves + 2 fixed panels, 2300 clear opening, fully glazed, framed, with integral blinds |  |  | 1 | DOOR | TRUE | FALSE | FALSE
DO | Doors | ST | Stacking | DOST-309 | 03 | DOST-309.03 | DOOR: stacking, bi-parting, 2 leaves + 2 fixed panels, 2300 clear opening, fully glazed, framed, with switchable glass |  |  | 1 | DOOR | TRUE | FALSE | FALSE
DO | Doors | ST | Stacking | DOST-311 | 01 | DOST-311.01 | DOOR: stacking, bi-parting, 2 leaves + 2 fixed panels, 1500 clear opening, fully glazed, framed with mid-rail |  |  | 1 | DOOR | TRUE | FALSE | FALSE
DO | Doors | ST | Stacking | DOST-311 | 02 | DOST-311.02 | DOOR: stacking, bi-parting, 2 leaves + 2 fixed panels, 1500 clear opening, fully glazed, framed with mid-rail, with integral blinds |  |  | 1 | DOOR | TRUE | FALSE | FALSE
DO | Doors | ST | Stacking | DOST-311 | 03 | DOST-311.03 | DOOR: stacking, bi-parting, 2 leaves + 2 fixed panels, 1500 clear opening, fully glazed, framed with mid-rail, with switchable glass |  |  | 1 | DOOR | TRUE | FALSE | FALSE
DO | Doors | ST | Stacking | DOST-312 | 01 | DOST-312.01 | DOOR: stacking, bi-parting, 2 leaves + 2 fixed panels, 1600 clear opening, fully glazed, framed with mid-rail |  |  | 1 | DOOR | TRUE | FALSE | FALSE
DO | Doors | ST | Stacking | DOST-312 | 02 | DOST-312.02 | DOOR: stacking, bi-parting, 2 leaves + 2 fixed panels, 1600 clear opening, fully glazed, framed with mid-rail, with integral blinds |  |  | 1 | DOOR | TRUE | FALSE | FALSE
DO | Doors | ST | Stacking | DOST-312 | 03 | DOST-312.03 | DOOR: stacking, bi-parting, 2 leaves + 2 fixed panels, 1600 clear opening, fully glazed, framed with mid-rail, with switchable glass |  |  | 1 | DOOR | TRUE | FALSE | FALSE
DO | Doors | ST | Stacking | DOST-313 | 01 | DOST-313.01 | DOOR: stacking, bi-parting, 2 leaves + 2 fixed panels, 1700 clear opening, fully glazed, framed with mid-rail |  |  | 1 | DOOR | TRUE | FALSE | FALSE
DO | Doors | ST | Stacking | DOST-313 | 02 | DOST-313.02 | DOOR: stacking, bi-parting, 2 leaves + 2 fixed panels, 1700 clear opening, fully glazed, framed with mid-rail, with integral blinds |  |  | 1 | DOOR | TRUE | FALSE | FALSE
DO | Doors | ST | Stacking | DOST-313 | 03 | DOST-313.03 | DOOR: stacking, bi-parting, 2 leaves + 2 fixed panels, 1700 clear opening, fully glazed, framed with mid-rail, with switchable glass |  |  | 1 | DOOR | TRUE | FALSE | FALSE
DO | Doors | ST | Stacking | DOST-314 | 01 | DOST-314.01 | DOOR: stacking, bi-parting, 2 leaves + 2 fixed panels, 1800 clear opening, fully glazed, framed with mid-rail |  |  | 1 | DOOR | TRUE | FALSE | FALSE
DO | Doors | ST | Stacking | DOST-314 | 02 | DOST-314.02 | DOOR: stacking, bi-parting, 2 leaves + 2 fixed panels, 1800 clear opening, fully glazed, framed with mid-rail, with integral blinds |  |  | 1 | DOOR | TRUE | FALSE | FALSE
DO | Doors | ST | Stacking | DOST-314 | 03 | DOST-314.03 | DOOR: stacking, bi-parting, 2 leaves + 2 fixed panels, 1800 clear opening, fully glazed, framed with mid-rail, with switchable glass |  |  | 1 | DOOR | TRUE | FALSE | FALSE
DO | Doors | ST | Stacking | DOST-315 | 01 | DOST-315.01 | DOOR: stacking, bi-parting, 2 leaves + 2 fixed panels, 1900 clear opening, fully glazed, framed with mid-rail |  |  | 1 | DOOR | TRUE | FALSE | FALSE
DO | Doors | ST | Stacking | DOST-315 | 02 | DOST-315.02 | DOOR: stacking, bi-parting, 2 leaves + 2 fixed panels, 1900 clear opening, fully glazed, framed with mid-rail, with integral blinds |  |  | 1 | DOOR | TRUE | FALSE | FALSE
DO | Doors | ST | Stacking | DOST-315 | 03 | DOST-315.03 | DOOR: stacking, bi-parting, 2 leaves + 2 fixed panels, 1900 clear opening, fully glazed, framed with mid-rail, with switchable glass |  |  | 1 | DOOR | TRUE | FALSE | FALSE
DO | Doors | ST | Stacking | DOST-316 | 01 | DOST-316.01 | DOOR: stacking, bi-parting, 2 leaves + 2 fixed panels, 2000 clear opening, fully glazed, framed with mid-rail |  |  | 1 | DOOR | TRUE | FALSE | FALSE
DO | Doors | ST | Stacking | DOST-316 | 02 | DOST-316.02 | DOOR: stacking, bi-parting, 2 leaves + 2 fixed panels, 2000 clear opening, fully glazed, framed with mid-rail, with integral blinds |  |  | 1 | DOOR | TRUE | FALSE | FALSE
DO | Doors | ST | Stacking | DOST-316 | 03 | DOST-316.03 | DOOR: stacking, bi-parting, 2 leaves + 2 fixed panels, 2000 clear opening, fully glazed, framed with mid-rail, with switchable glass |  |  | 1 | DOOR | TRUE | FALSE | FALSE
DO | Doors | ST | Stacking | DOST-317 | 01 | DOST-317.01 | DOOR: stacking, bi-parting, 2 leaves + 2 fixed panels, 2100 clear opening, fully glazed, framed with mid-rail |  |  | 1 | DOOR | TRUE | FALSE | FALSE
DO | Doors | ST | Stacking | DOST-317 | 02 | DOST-317.02 | DOOR: stacking, bi-parting, 2 leaves + 2 fixed panels, 2100 clear opening, fully glazed, framed with mid-rail, with integral blinds |  |  | 1 | DOOR | TRUE | FALSE | FALSE
DO | Doors | ST | Stacking | DOST-317 | 03 | DOST-317.03 | DOOR: stacking, bi-parting, 2 leaves + 2 fixed panels, 2100 clear opening, fully glazed, framed with mid-rail, with switchable glass |  |  | 1 | DOOR | TRUE | FALSE | FALSE
DO | Doors | ST | Stacking | DOST-318 | 01 | DOST-318.01 | DOOR: stacking, bi-parting, 2 leaves + 2 fixed panels, 2200 clear opening, fully glazed, framed with mid-rail |  |  | 1 | DOOR | TRUE | FALSE | FALSE
DO | Doors | ST | Stacking | DOST-318 | 02 | DOST-318.02 | DOOR: stacking, bi-parting, 2 leaves + 2 fixed panels, 2200 clear opening, fully glazed, framed with mid-rail, with integral blinds |  |  | 1 | DOOR | TRUE | FALSE | FALSE
DO | Doors | ST | Stacking | DOST-318 | 03 | DOST-318.03 | DOOR: stacking, bi-parting, 2 leaves + 2 fixed panels, 2200 clear opening, fully glazed, framed with mid-rail, with switchable glass |  |  | 1 | DOOR | TRUE | FALSE | FALSE
DO | Doors | ST | Stacking | DOST-319 | 01 | DOST-319.01 | DOOR: stacking, bi-parting, 2 leaves + 2 fixed panels, 2300 clear opening, fully glazed, framed with mid-rail |  |  | 1 | DOOR | TRUE | FALSE | FALSE
DO | Doors | ST | Stacking | DOST-319 | 02 | DOST-319.02 | DOOR: stacking, bi-parting, 2 leaves + 2 fixed panels, 2300 clear opening, fully glazed, framed with mid-rail, with integral blinds |  |  | 1 | DOOR | TRUE | FALSE | FALSE
DO | Doors | ST | Stacking | DOST-319 | 03 | DOST-319.03 | DOOR: stacking, bi-parting, 2 leaves + 2 fixed panels, 2300 clear opening, fully glazed, framed with mid-rail, with switchable glass |  |  | 1 | DOOR | TRUE | FALSE | FALSE
DO | Doors | ST | Stacking | DOST-331 | 01 | DOST-331.01 | DOOR: stacking, bi-parting, 4 leaves, 2200 clear opening, fully glazed, framed |  |  | 1 | DOOR | TRUE | FALSE | FALSE
DO | Doors | ST | Stacking | DOST-331 | 02 | DOST-331.02 | DOOR: stacking, bi-parting, 4 leaves, 2200 clear opening, fully glazed, framed, with integral blinds |  |  | 1 | DOOR | TRUE | FALSE | FALSE
DO | Doors | ST | Stacking | DOST-331 | 03 | DOST-331.03 | DOOR: stacking, bi-parting, 4 leaves, 2200 clear opening, fully glazed, framed, with switchable glass |  |  | 1 | DOOR | TRUE | FALSE | FALSE
DO | Doors | ST | Stacking | DOST-332 | 01 | DOST-332.01 | DOOR: stacking, bi-parting, 4 leaves, 2300 clear opening, fully glazed, framed |  |  | 1 | DOOR | TRUE | FALSE | FALSE
DO | Doors | ST | Stacking | DOST-332 | 02 | DOST-332.02 | DOOR: stacking, bi-parting, 4 leaves, 2300 clear opening, fully glazed, framed, with integral blinds |  |  | 1 | DOOR | TRUE | FALSE | FALSE
DO | Doors | ST | Stacking | DOST-332 | 03 | DOST-332.03 | DOOR: stacking, bi-parting, 4 leaves, 2300 clear opening, fully glazed, framed, with switchable glass |  |  | 1 | DOOR | TRUE | FALSE | FALSE
DO | Doors | ST | Stacking | DOST-333 | 01 | DOST-333.01 | DOOR: stacking, bi-parting, 4 leaves, 2400 clear opening, fully glazed, framed |  |  | 1 | DOOR | TRUE | FALSE | FALSE
DO | Doors | ST | Stacking | DOST-333 | 02 | DOST-333.02 | DOOR: stacking, bi-parting, 4 leaves, 2400 clear opening, fully glazed, framed, with integral blinds |  |  | 1 | DOOR | TRUE | FALSE | FALSE
DO | Doors | ST | Stacking | DOST-333 | 03 | DOST-333.03 | DOOR: stacking, bi-parting, 4 leaves, 2400 clear opening, fully glazed, framed, with switchable glass |  |  | 1 | DOOR | TRUE | FALSE | FALSE
DO | Doors | ST | Stacking | DOST-334 | 01 | DOST-334.01 | DOOR: stacking, bi-parting, 4 leaves, 2500 clear opening, fully glazed, framed |  |  | 1 | DOOR | TRUE | FALSE | FALSE
DO | Doors | ST | Stacking | DOST-334 | 02 | DOST-334.02 | DOOR: stacking, bi-parting, 4 leaves, 2500 clear opening, fully glazed, framed, with integral blinds |  |  | 1 | DOOR | TRUE | FALSE | FALSE
DO | Doors | ST | Stacking | DOST-334 | 03 | DOST-334.03 | DOOR: stacking, bi-parting, 4 leaves, 2500 clear opening, fully glazed, framed, with switchable glass |  |  | 1 | DOOR | TRUE | FALSE | FALSE
DO | Doors | ST | Stacking | DOST-335 | 01 | DOST-335.01 | DOOR: stacking, bi-parting, 4 leaves, 2600 clear opening, fully glazed, framed |  |  | 1 | DOOR | TRUE | FALSE | FALSE
DO | Doors | ST | Stacking | DOST-335 | 02 | DOST-335.02 | DOOR: stacking, bi-parting, 4 leaves, 2600 clear opening, fully glazed, framed, with integral blinds |  |  | 1 | DOOR | TRUE | FALSE | FALSE
DO | Doors | ST | Stacking | DOST-335 | 03 | DOST-335.03 | DOOR: stacking, bi-parting, 4 leaves, 2600 clear opening, fully glazed, framed, with switchable glass |  |  | 1 | DOOR | TRUE | FALSE | FALSE
DO | Doors | ST | Stacking | DOST-336 | 01 | DOST-336.01 | DOOR: stacking, bi-parting, 4 leaves, 2700 clear opening, fully glazed, framed |  |  | 1 | DOOR | TRUE | FALSE | FALSE
DO | Doors | ST | Stacking | DOST-336 | 02 | DOST-336.02 | DOOR: stacking, bi-parting, 4 leaves, 2700 clear opening, fully glazed, framed, with integral blinds |  |  | 1 | DOOR | TRUE | FALSE | FALSE
DO | Doors | ST | Stacking | DOST-336 | 03 | DOST-336.03 | DOOR: stacking, bi-parting, 4 leaves, 2700 clear opening, fully glazed, framed, with switchable glass |  |  | 1 | DOOR | TRUE | FALSE | FALSE
DO | Doors | ST | Stacking | DOST-337 | 01 | DOST-337.01 | DOOR: stacking, bi-parting, 4 leaves, 2800 clear opening, fully glazed, framed |  |  | 1 | DOOR | TRUE | FALSE | FALSE
DO | Doors | ST | Stacking | DOST-337 | 02 | DOST-337.02 | DOOR: stacking, bi-parting, 4 leaves, 2800 clear opening, fully glazed, framed, with integral blinds |  |  | 1 | DOOR | TRUE | FALSE | FALSE
DO | Doors | ST | Stacking | DOST-337 | 03 | DOST-337.03 | DOOR: stacking, bi-parting, 4 leaves, 2800 clear opening, fully glazed, framed, with switchable glass |  |  | 1 | DOOR | TRUE | FALSE | FALSE
DO | Doors | ST | Stacking | DOST-341 | 01 | DOST-341.01 | DOOR: stacking, bi-parting, 4 leaves, 2200 clear opening, fully glazed, framed with mid-rail |  |  | 1 | DOOR | TRUE | FALSE | FALSE
DO | Doors | ST | Stacking | DOST-341 | 02 | DOST-341.02 | DOOR: stacking, bi-parting, 4 leaves, 2200 clear opening, fully glazed, framed with mid-rail, with integral blinds |  |  | 1 | DOOR | TRUE | FALSE | FALSE
DO | Doors | ST | Stacking | DOST-341 | 03 | DOST-341.03 | DOOR: stacking, bi-parting, 4 leaves, 2200 clear opening, fully glazed, framed with mid-rail, with switchable glass |  |  | 1 | DOOR | TRUE | FALSE | FALSE
DO | Doors | ST | Stacking | DOST-342 | 01 | DOST-342.01 | DOOR: stacking, bi-parting, 4 leaves, 2300 clear opening, fully glazed, framed with mid-rail |  |  | 1 | DOOR | TRUE | FALSE | FALSE
DO | Doors | ST | Stacking | DOST-342 | 02 | DOST-342.02 | DOOR: stacking, bi-parting, 4 leaves, 2300 clear opening, fully glazed, framed with mid-rail, with integral blinds |  |  | 1 | DOOR | TRUE | FALSE | FALSE
DO | Doors | ST | Stacking | DOST-342 | 03 | DOST-342.03 | DOOR: stacking, bi-parting, 4 leaves, 2300 clear opening, fully glazed, framed with mid-rail, with switchable glass |  |  | 1 | DOOR | TRUE | FALSE | FALSE
DO | Doors | ST | Stacking | DOST-343 | 01 | DOST-343.01 | DOOR: stacking, bi-parting, 4 leaves, 2400 clear opening, fully glazed, framed with mid-rail |  |  | 1 | DOOR | TRUE | FALSE | FALSE
DO | Doors | ST | Stacking | DOST-343 | 02 | DOST-343.02 | DOOR: stacking, bi-parting, 4 leaves, 2400 clear opening, fully glazed, framed with mid-rail, with integral blinds |  |  | 1 | DOOR | TRUE | FALSE | FALSE
DO | Doors | ST | Stacking | DOST-343 | 03 | DOST-343.03 | DOOR: stacking, bi-parting, 4 leaves, 2400 clear opening, fully glazed, framed with mid-rail, with switchable glass |  |  | 1 | DOOR | TRUE | FALSE | FALSE
DO | Doors | ST | Stacking | DOST-344 | 01 | DOST-344.01 | DOOR: stacking, bi-parting, 4 leaves, 2500 clear opening, fully glazed, framed with mid-rail |  |  | 1 | DOOR | TRUE | FALSE | FALSE
DO | Doors | ST | Stacking | DOST-344 | 02 | DOST-344.02 | DOOR: stacking, bi-parting, 4 leaves, 2500 clear opening, fully glazed, framed with mid-rail, with integral blinds |  |  | 1 | DOOR | TRUE | FALSE | FALSE
DO | Doors | ST | Stacking | DOST-344 | 03 | DOST-344.03 | DOOR: stacking, bi-parting, 4 leaves, 2500 clear opening, fully glazed, framed with mid-rail, with switchable glass |  |  | 1 | DOOR | TRUE | FALSE | FALSE
DO | Doors | ST | Stacking | DOST-345 | 01 | DOST-345.01 | DOOR: stacking, bi-parting, 4 leaves, 2600 clear opening, fully glazed, framed with mid-rail |  |  | 1 | DOOR | TRUE | FALSE | FALSE
DO | Doors | ST | Stacking | DOST-345 | 02 | DOST-345.02 | DOOR: stacking, bi-parting, 4 leaves, 2600 clear opening, fully glazed, framed with mid-rail, with integral blinds |  |  | 1 | DOOR | TRUE | FALSE | FALSE
DO | Doors | ST | Stacking | DOST-345 | 03 | DOST-345.03 | DOOR: stacking, bi-parting, 4 leaves, 2600 clear opening, fully glazed, framed with mid-rail, with switchable glass |  |  | 1 | DOOR | TRUE | FALSE | FALSE
DO | Doors | ST | Stacking | DOST-346 | 01 | DOST-346.01 | DOOR: stacking, bi-parting, 4 leaves, 2700 clear opening, fully glazed, framed with mid-rail |  |  | 1 | DOOR | TRUE | FALSE | FALSE
DO | Doors | ST | Stacking | DOST-346 | 02 | DOST-346.02 | DOOR: stacking, bi-parting, 4 leaves, 2700 clear opening, fully glazed, framed with mid-rail, with integral blinds |  |  | 1 | DOOR | TRUE | FALSE | FALSE
DO | Doors | ST | Stacking | DOST-346 | 03 | DOST-346.03 | DOOR: stacking, bi-parting, 4 leaves, 2700 clear opening, fully glazed, framed with mid-rail, with switchable glass |  |  | 1 | DOOR | TRUE | FALSE | FALSE
DO | Doors | ST | Stacking | DOST-347 | 01 | DOST-347.01 | DOOR: stacking, bi-parting, 4 leaves, 2800 clear opening, fully glazed, framed with mid-rail |  |  | 1 | DOOR | TRUE | FALSE | FALSE
DO | Doors | ST | Stacking | DOST-347 | 02 | DOST-347.02 | DOOR: stacking, bi-parting, 4 leaves, 2800 clear opening, fully glazed, framed with mid-rail, with integral blinds |  |  | 1 | DOOR | TRUE | FALSE | FALSE
DO | Doors | ST | Stacking | DOST-347 | 03 | DOST-347.03 | DOOR: stacking, bi-parting, 4 leaves, 2800 clear opening, fully glazed, framed with mid-rail, with switchable glass |  |  | 1 | DOOR | TRUE | FALSE | FALSE
DO | Doors | ST | Stacking | DOST-361 | 01 | DOST-361.01 | DOOR: stacking, bi-parting, 4 leaves + 2 fixed panels, 2200 clear opening, fully glazed, framed |  |  | 1 | DOOR | TRUE | FALSE | FALSE
DO | Doors | ST | Stacking | DOST-361 | 02 | DOST-361.02 | DOOR: stacking, bi-parting, 4 leaves + 2 fixed panels, 2200 clear opening, fully glazed, framed, with integral blinds |  |  | 1 | DOOR | TRUE | FALSE | FALSE
DO | Doors | ST | Stacking | DOST-361 | 03 | DOST-361.03 | DOOR: stacking, bi-parting, 4 leaves + 2 fixed panels, 2200 clear opening, fully glazed, framed, with switchable glass |  |  | 1 | DOOR | TRUE | FALSE | FALSE
DO | Doors | ST | Stacking | DOST-362 | 01 | DOST-362.01 | DOOR: stacking, bi-parting, 4 leaves + 2 fixed panels, 2300 clear opening, fully glazed, framed |  |  | 1 | DOOR | TRUE | FALSE | FALSE
DO | Doors | ST | Stacking | DOST-362 | 02 | DOST-362.02 | DOOR: stacking, bi-parting, 4 leaves + 2 fixed panels, 2300 clear opening, fully glazed, framed, with integral blinds |  |  | 1 | DOOR | TRUE | FALSE | FALSE
DO | Doors | ST | Stacking | DOST-362 | 03 | DOST-362.03 | DOOR: stacking, bi-parting, 4 leaves + 2 fixed panels, 2300 clear opening, fully glazed, framed, with switchable glass |  |  | 1 | DOOR | TRUE | FALSE | FALSE
DO | Doors | ST | Stacking | DOST-363 | 01 | DOST-363.01 | DOOR: stacking, bi-parting, 4 leaves + 2 fixed panels, 2400 clear opening, fully glazed, framed |  |  | 1 | DOOR | TRUE | FALSE | FALSE
DO | Doors | ST | Stacking | DOST-363 | 02 | DOST-363.02 | DOOR: stacking, bi-parting, 4 leaves + 2 fixed panels, 2400 clear opening, fully glazed, framed, with integral blinds |  |  | 1 | DOOR | TRUE | FALSE | FALSE
DO | Doors | ST | Stacking | DOST-363 | 03 | DOST-363.03 | DOOR: stacking, bi-parting, 4 leaves + 2 fixed panels, 2400 clear opening, fully glazed, framed, with switchable glass |  |  | 1 | DOOR | TRUE | FALSE | FALSE
DO | Doors | ST | Stacking | DOST-364 | 01 | DOST-364.01 | DOOR: stacking, bi-parting, 4 leaves + 2 fixed panels, 2500 clear opening, fully glazed, framed |  |  | 1 | DOOR | TRUE | FALSE | FALSE
DO | Doors | ST | Stacking | DOST-364 | 02 | DOST-364.02 | DOOR: stacking, bi-parting, 4 leaves + 2 fixed panels, 2500 clear opening, fully glazed, framed, with integral blinds |  |  | 1 | DOOR | TRUE | FALSE | FALSE
DO | Doors | ST | Stacking | DOST-364 | 03 | DOST-364.03 | DOOR: stacking, bi-parting, 4 leaves + 2 fixed panels, 2500 clear opening, fully glazed, framed, with switchable glass |  |  | 1 | DOOR | TRUE | FALSE | FALSE
DO | Doors | ST | Stacking | DOST-365 | 01 | DOST-365.01 | DOOR: stacking, bi-parting, 4 leaves + 2 fixed panels, 2600 clear opening, fully glazed, framed |  |  | 1 | DOOR | TRUE | FALSE | FALSE
DO | Doors | ST | Stacking | DOST-365 | 02 | DOST-365.02 | DOOR: stacking, bi-parting, 4 leaves + 2 fixed panels, 2600 clear opening, fully glazed, framed, with integral blinds |  |  | 1 | DOOR | TRUE | FALSE | FALSE
DO | Doors | ST | Stacking | DOST-365 | 03 | DOST-365.03 | DOOR: stacking, bi-parting, 4 leaves + 2 fixed panels, 2600 clear opening, fully glazed, framed, with switchable glass |  |  | 1 | DOOR | TRUE | FALSE | FALSE
DO | Doors | ST | Stacking | DOST-366 | 01 | DOST-366.01 | DOOR: stacking, bi-parting, 4 leaves + 2 fixed panels, 2700 clear opening, fully glazed, framed |  |  | 1 | DOOR | TRUE | FALSE | FALSE
DO | Doors | ST | Stacking | DOST-366 | 02 | DOST-366.02 | DOOR: stacking, bi-parting, 4 leaves + 2 fixed panels, 2700 clear opening, fully glazed, framed, with integral blinds |  |  | 1 | DOOR | TRUE | FALSE | FALSE
DO | Doors | ST | Stacking | DOST-366 | 03 | DOST-366.03 | DOOR: stacking, bi-parting, 4 leaves + 2 fixed panels, 2700 clear opening, fully glazed, framed, with switchable glass |  |  | 1 | DOOR | TRUE | FALSE | FALSE
DO | Doors | ST | Stacking | DOST-367 | 01 | DOST-367.01 | DOOR: stacking, bi-parting, 4 leaves + 2 fixed panels, 2800 clear opening, fully glazed, framed |  |  | 1 | DOOR | TRUE | FALSE | FALSE
DO | Doors | ST | Stacking | DOST-367 | 02 | DOST-367.02 | DOOR: stacking, bi-parting, 4 leaves + 2 fixed panels, 2800 clear opening, fully glazed, framed, with integral blinds |  |  | 1 | DOOR | TRUE | FALSE | FALSE
DO | Doors | ST | Stacking | DOST-367 | 03 | DOST-367.03 | DOOR: stacking, bi-parting, 4 leaves + 2 fixed panels, 2800 clear opening, fully glazed, framed, with switchable glass |  |  | 1 | DOOR | TRUE | FALSE | FALSE
DO | Doors | ST | Stacking | DOST-371 | 01 | DOST-371.01 | DOOR: stacking, bi-parting, 4 leaves + 2 fixed panels, 2200 clear opening, fully glazed, framed with mid-rail |  |  | 1 | DOOR | TRUE | FALSE | FALSE
DO | Doors | ST | Stacking | DOST-371 | 02 | DOST-371.02 | DOOR: stacking, bi-parting, 4 leaves + 2 fixed panels, 2200 clear opening, fully glazed, framed with mid-rail, with integral blinds |  |  | 1 | DOOR | TRUE | FALSE | FALSE
DO | Doors | ST | Stacking | DOST-371 | 03 | DOST-371.03 | DOOR: stacking, bi-parting, 4 leaves + 2 fixed panels, 2200 clear opening, fully glazed, framed with mid-rail, with switchable glass |  |  | 1 | DOOR | TRUE | FALSE | FALSE
DO | Doors | ST | Stacking | DOST-372 | 01 | DOST-372.01 | DOOR: stacking, bi-parting, 4 leaves + 2 fixed panels, 2300 clear opening, fully glazed, framed with mid-rail |  |  | 1 | DOOR | TRUE | FALSE | FALSE
DO | Doors | ST | Stacking | DOST-372 | 02 | DOST-372.02 | DOOR: stacking, bi-parting, 4 leaves + 2 fixed panels, 2300 clear opening, fully glazed, framed with mid-rail, with integral blinds |  |  | 1 | DOOR | TRUE | FALSE | FALSE
DO | Doors | ST | Stacking | DOST-372 | 03 | DOST-372.03 | DOOR: stacking, bi-parting, 4 leaves + 2 fixed panels, 2300 clear opening, fully glazed, framed with mid-rail, with switchable glass |  |  | 1 | DOOR | TRUE | FALSE | FALSE
DO | Doors | ST | Stacking | DOST-373 | 01 | DOST-373.01 | DOOR: stacking, bi-parting, 4 leaves + 2 fixed panels, 2400 clear opening, fully glazed, framed with mid-rail |  |  | 1 | DOOR | TRUE | FALSE | FALSE
DO | Doors | ST | Stacking | DOST-373 | 02 | DOST-373.02 | DOOR: stacking, bi-parting, 4 leaves + 2 fixed panels, 2400 clear opening, fully glazed, framed with mid-rail, with integral blinds |  |  | 1 | DOOR | TRUE | FALSE | FALSE
DO | Doors | ST | Stacking | DOST-373 | 03 | DOST-373.03 | DOOR: stacking, bi-parting, 4 leaves + 2 fixed panels, 2400 clear opening, fully glazed, framed with mid-rail, with switchable glass |  |  | 1 | DOOR | TRUE | FALSE | FALSE
DO | Doors | ST | Stacking | DOST-374 | 01 | DOST-374.01 | DOOR: stacking, bi-parting, 4 leaves + 2 fixed panels, 2500 clear opening, fully glazed, framed with mid-rail |  |  | 1 | DOOR | TRUE | FALSE | FALSE
DO | Doors | ST | Stacking | DOST-374 | 02 | DOST-374.02 | DOOR: stacking, bi-parting, 4 leaves + 2 fixed panels, 2500 clear opening, fully glazed, framed with mid-rail, with integral blinds |  |  | 1 | DOOR | TRUE | FALSE | FALSE
DO | Doors | ST | Stacking | DOST-374 | 03 | DOST-374.03 | DOOR: stacking, bi-parting, 4 leaves + 2 fixed panels, 2500 clear opening, fully glazed, framed with mid-rail, with switchable glass |  |  | 1 | DOOR | TRUE | FALSE | FALSE
DO | Doors | ST | Stacking | DOST-375 | 01 | DOST-375.01 | DOOR: stacking, bi-parting, 4 leaves + 2 fixed panels, 2600 clear opening, fully glazed, framed with mid-rail |  |  | 1 | DOOR | TRUE | FALSE | FALSE
DO | Doors | ST | Stacking | DOST-375 | 02 | DOST-375.02 | DOOR: stacking, bi-parting, 4 leaves + 2 fixed panels, 2600 clear opening, fully glazed, framed with mid-rail, with integral blinds |  |  | 1 | DOOR | TRUE | FALSE | FALSE
DO | Doors | ST | Stacking | DOST-375 | 03 | DOST-375.03 | DOOR: stacking, bi-parting, 4 leaves + 2 fixed panels, 2600 clear opening, fully glazed, framed with mid-rail, with switchable glass |  |  | 1 | DOOR | TRUE | FALSE | FALSE
DO | Doors | ST | Stacking | DOST-376 | 01 | DOST-376.01 | DOOR: stacking, bi-parting, 4 leaves + 2 fixed panels, 2700 clear opening, fully glazed, framed with mid-rail |  |  | 1 | DOOR | TRUE | FALSE | FALSE
DO | Doors | ST | Stacking | DOST-376 | 02 | DOST-376.02 | DOOR: stacking, bi-parting, 4 leaves + 2 fixed panels, 2700 clear opening, fully glazed, framed with mid-rail, with integral blinds |  |  | 1 | DOOR | TRUE | FALSE | FALSE
DO | Doors | ST | Stacking | DOST-376 | 03 | DOST-376.03 | DOOR: stacking, bi-parting, 4 leaves + 2 fixed panels, 2700 clear opening, fully glazed, framed with mid-rail, with switchable glass |  |  | 1 | DOOR | TRUE | FALSE | FALSE
DO | Doors | ST | Stacking | DOST-377 | 01 | DOST-377.01 | DOOR: stacking, bi-parting, 4 leaves + 2 fixed panels, 2800 clear opening, fully glazed, framed with mid-rail |  |  | 1 | DOOR | TRUE | FALSE | FALSE
DO | Doors | ST | Stacking | DOST-377 | 02 | DOST-377.02 | DOOR: stacking, bi-parting, 4 leaves + 2 fixed panels, 2800 clear opening, fully glazed, framed with mid-rail, with integral blinds |  |  | 1 | DOOR | TRUE | FALSE | FALSE
DO | Doors | ST | Stacking | DOST-377 | 03 | DOST-377.03 | DOOR: stacking, bi-parting, 4 leaves + 2 fixed panels, 2800 clear opening, fully glazed, framed with mid-rail, with switchable glass |  |  | 1 | DOOR | TRUE | FALSE | FALSE
EL | Electrical Services | GE | General |  | 001 | ELGE-001 | DIRECT CONNECTION: power | ELGE-001 | DIRECT CONNECTION: power | 1 | ENGG-EL | FALSE | FALSE | TRUE
EL | Electrical Services | GE | General |  | 002 | ELGE-002 | DIRECT CONNECTION: power, emergency | ELGE-004 | DIRECT CONNECTION: power, emergency | 1 | ENGG-EL | FALSE | FALSE | TRUE
EL | Electrical Services | GE | General |  | 003 | ELGE-003 | DIRECT CONNECTION: power, UPS |  |  | 1 | ENGG-EL | FALSE | FALSE | FALSE
EL | Electrical Services | GE | General |  | 021 | ELGE-021 | BOARD: electrical distribution (EDB) | ELBO-004 | DISTRIBUTION BOARD | 1 | ENGG-EL | TRUE | FALSE | FALSE
EL | Electrical Services | GE | General |  | 026 | ELGE-026 | SWITCHBOARD: main | ELBO-006 | SWITCHBOARD: main | 1 | ENGG-EL | TRUE | FALSE | FALSE
EL | Electrical Services | GE | General |  | 051 | ELGE-051 | POWER SUPPLY UNIT: uninterruptable power supply (UPS) | ELGT-007 | UPS: uninterruptable power supply unit | 1 | ENGG-EL | TRUE | FALSE | FALSE
EL | Electrical Services | GP | GPOs |  | 101 | ELGP-101 | GPO: single, wall mounted |  |  | 1 | ENGG-EL | TRUE | FALSE | TRUE
EL | Electrical Services | GP | GPOs |  | 102 | ELGP-102 | GPO: single, wall mounted, power available indicator |  |  | 1 | ENGG-EL | TRUE | FALSE | FALSE
EL | Electrical Services | GP | GPOs |  | 103 | ELGP-103 | GPO: single, wall mounted, waterproof |  |  | 1 | ENGG-EL | TRUE | FALSE | FALSE
EL | Electrical Services | GP | GPOs |  | 104 | ELGP-104 | GPO: single, wall mounted, waterproof, power available indicator |  |  | 1 | ENGG-EL | TRUE | FALSE | FALSE
EL | Electrical Services | GP | GPOs |  | 105 | ELGP-105 | GPO: single, wall mounted, cleaner | ELGP-110 | GPO: single, wall mounted, cleaner | 1 | ENGG-EL | TRUE | FALSE | TRUE
EL | Electrical Services | GP | GPOs |  | 106 | ELGP-106 | GPO: single, ceiling mounted |  |  | 1 | ENGG-EL | TRUE | FALSE | TRUE
EL | Electrical Services | GP | GPOs |  | 107 | ELGP-107 | GPO: single, ceiling mounted, power available indicator |  |  | 1 | ENGG-EL | TRUE | FALSE | FALSE
EL | Electrical Services | GP | GPOs |  | 110 | ELGP-110 | GPO: single, ceiling suspended, umbilical | ELGP-102 | GPO: single, ceiling suspended | 1 | ENGG-EL | TRUE | FALSE | TRUE
EL | Electrical Services | GP | GPOs |  | 111 | ELGP-111 | GPO: single, joinery mounted |  |  | 1 | ENGG-EL | TRUE | FALSE | FALSE
EL | Electrical Services | GP | GPOs |  | 112 | ELGP-112 | GPO: single, joinery mounted, power available indicator |  |  | 1 | ENGG-EL | TRUE | FALSE | FALSE
EL | Electrical Services | GP | GPOs |  | 116 | ELGP-116 | GPO: single, on services panel | ELGP-105 | GPO: single, on services panel | 1 | ENGG-EL | TRUE | FALSE | TRUE
EL | Electrical Services | GP | GPOs |  | 121 | ELGP-121 | GPO: single, on services pendant | ELGP-104 | GPO: single, on pendant | 1 | ENGG-EL | TRUE | FALSE | FALSE
EL | Electrical Services | GP | GPOs |  | 126 | ELGP-126 | GPO: single, in floor box | ELGP-103 | GPO: single, in floorbox | 1 | ENGG-EL | TRUE | FALSE | FALSE
EL | Electrical Services | GP | GPOs |  | 128 | ELGP-128 | GPO: single, in desk box |  |  | 1 | ENGG-EL | TRUE | FALSE | FALSE
EL | Electrical Services | GP | GPOs |  | 131 | ELGP-131 | GPO: single, emergency power, wall mounted |  |  | 1 | ENGG-EL | TRUE | FALSE | TRUE
EL | Electrical Services | GP | GPOs |  | 132 | ELGP-132 | GPO: single, emergency power, wall mounted, power available indicator |  |  | 1 | ENGG-EL | TRUE | FALSE | FALSE
EL | Electrical Services | GP | GPOs |  | 133 | ELGP-133 | GPO: single, emergency power, wall mounted, waterproof |  |  | 1 | ENGG-EL | TRUE | FALSE | TRUE
EL | Electrical Services | GP | GPOs |  | 134 | ELGP-134 | GPO: single, emergency power, wall mounted, waterproof, power available indicator |  |  | 1 | ENGG-EL | TRUE | FALSE | FALSE
EL | Electrical Services | GP | GPOs |  | 136 | ELGP-136 | GPO: single, emergency power, ceiling mounted |  |  | 1 | ENGG-EL | TRUE | FALSE | TRUE
EL | Electrical Services | GP | GPOs |  | 137 | ELGP-137 | GPO: single, emergency power, ceiling mounted, power available indicator |  |  | 1 | ENGG-EL | TRUE | FALSE | FALSE
EL | Electrical Services | GP | GPOs |  | 140 | ELGP-140 | GPO: single, emergency power, ceiling suspended, umbilical |  |  | 1 | ENGG-EL | TRUE | FALSE | FALSE
EL | Electrical Services | GP | GPOs |  | 141 | ELGP-141 | GPO: single, emergency power, joinery mounted |  |  | 1 | ENGG-EL | TRUE | FALSE | FALSE
EL | Electrical Services | GP | GPOs |  | 142 | ELGP-142 | GPO: single, emergency power, joinery mounted, power available indicator |  |  | 1 | ENGG-EL | TRUE | FALSE | FALSE
EL | Electrical Services | GP | GPOs |  | 146 | ELGP-146 | GPO: single, emergency power, on services panel | ELGP-122 | GPO: emergency power, single, on services panel | 1 | ENGG-EL | TRUE | FALSE | TRUE
EL | Electrical Services | GP | GPOs |  | 151 | ELGP-151 | GPO: single, emergency power, on services pendant | ELGP-121 | GPO: emergency power, single, on pendant | 1 | ENGG-EL | TRUE | FALSE | TRUE
EL | Electrical Services | GP | GPOs |  | 156 | ELGP-156 | GPO: single, emergency power, in floor box |  |  | 1 | ENGG-EL | TRUE | FALSE | FALSE
EL | Electrical Services | GP | GPOs |  | 158 | ELGP-158 | GPO: single, emergency power, in desk box |  |  | 1 | ENGG-EL | TRUE | FALSE | FALSE
EL | Electrical Services | GP | GPOs |  | 161 | ELGP-161 | GPO: single, UPS, wall mounted |  |  | 1 | ENGG-EL | TRUE | FALSE | TRUE
EL | Electrical Services | GP | GPOs |  | 162 | ELGP-162 | GPO: single, UPS, wall mounted, power available indicator |  |  | 1 | ENGG-EL | TRUE | FALSE | FALSE
EL | Electrical Services | GP | GPOs |  | 163 | ELGP-163 | GPO: single, UPS, wall mounted, waterproof |  |  | 1 | ENGG-EL | TRUE | FALSE | FALSE
EL | Electrical Services | GP | GPOs |  | 164 | ELGP-164 | GPO: single, UPS, wall mounted, waterproof, power available indicator |  |  | 1 | ENGG-EL | TRUE | FALSE | FALSE
EL | Electrical Services | GP | GPOs |  | 165 | ELGP-165 | GPO: single, UPS, wall mounted, cleaner |  |  | 1 | ENGG-EL | TRUE | FALSE | FALSE
EL | Electrical Services | GP | GPOs |  | 166 | ELGP-166 | GPO: single, UPS, ceiling mounted |  |  | 1 | ENGG-EL | TRUE | FALSE | FALSE
EL | Electrical Services | GP | GPOs |  | 167 | ELGP-167 | GPO: single, UPS, ceiling mounted, power available indicator |  |  | 1 | ENGG-EL | TRUE | FALSE | FALSE
EL | Electrical Services | GP | GPOs |  | 170 | ELGP-170 | GPO: single, UPS, ceiling suspended, umbilical |  |  | 1 | ENGG-EL | TRUE | FALSE | FALSE
EL | Electrical Services | GP | GPOs |  | 171 | ELGP-171 | GPO: single, UPS, joinery mounted |  |  | 1 | ENGG-EL | TRUE | FALSE | FALSE
EL | Electrical Services | GP | GPOs |  | 172 | ELGP-172 | GPO: single, UPS, joinery mounted, power available indicator |  |  | 1 | ENGG-EL | TRUE | FALSE | FALSE
EL | Electrical Services | GP | GPOs |  | 176 | ELGP-176 | GPO: single, UPS, on services panel | ELGP-133 | GPO: UPS, single, on services panel | 1 | ENGG-EL | TRUE | FALSE | TRUE
EL | Electrical Services | GP | GPOs |  | 181 | ELGP-181 | GPO: single, UPS, on services pendant | ELGP-132 | GPO: UPS, single, on pendant | 1 | ENGG-EL | TRUE | FALSE | TRUE
EL | Electrical Services | GP | GPOs |  | 186 | ELGP-186 | GPO: single, UPS, in floor box |  |  | 1 | ENGG-EL | TRUE | FALSE | FALSE
EL | Electrical Services | GP | GPOs |  | 188 | ELGP-188 | GPO: single, UPS, in desk box |  |  | 1 | ENGG-EL | TRUE | FALSE | FALSE
EL | Electrical Services | GP | GPOs |  | 191 | ELGP-191 | GPO: single, special, for equipment, wall mounted | ELGP-106 | GPO: single, special, for equipment | 1 | ENGG-EL | TRUE | FALSE | TRUE
EL | Electrical Services | GP | GPOs |  | 192 | ELGP-192 | GPO: single, special, for equipment, ceiling mounted |  |  | 1 | ENGG-EL | TRUE | FALSE | FALSE
EL | Electrical Services | GP | GPOs |  | 193 | ELGP-193 | GPO: single, special, for equipment, joinery mounted |  |  | 1 | ENGG-EL | TRUE | FALSE | FALSE
EL | Electrical Services | GP | GPOs |  | 194 | ELGP-194 | GPO: single, special, for equipment, floor mounted | ELGP-107 | GPO: single, special, for equipment, floor mounted | 1 | ENGG-EL | TRUE | FALSE | FALSE
EL | Electrical Services | GP | GPOs |  | 201 | ELGP-201 | GPO: double, wall mounted |  |  | 1 | ENGG-EL | TRUE | FALSE | TRUE
EL | Electrical Services | GP | GPOs |  | 202 | ELGP-202 | GPO: double, wall mounted, power available indicator |  |  | 1 | ENGG-EL | TRUE | FALSE | TRUE
EL | Electrical Services | GP | GPOs |  | 203 | ELGP-203 | GPO: double, wall mounted, waterproof |  |  | 1 | ENGG-EL | TRUE | FALSE | FALSE
EL | Electrical Services | GP | GPOs |  | 204 | ELGP-204 | GPO: double, wall mounted, waterproof, power available indicator |  |  | 1 | ENGG-EL | TRUE | FALSE | FALSE
EL | Electrical Services | GP | GPOs |  | 206 | ELGP-206 | GPO: double, ceiling mounted | ELGP-201 | GPO: double, ceiling mounted | 1 | ENGG-EL | TRUE | FALSE | TRUE
EL | Electrical Services | GP | GPOs |  | 207 | ELGP-207 | GPO: double, ceiling mounted, power available indicator |  |  | 1 | ENGG-EL | TRUE | FALSE | FALSE
EL | Electrical Services | GP | GPOs |  | 210 | ELGP-210 | GPO: double, ceiling suspended, umbilical | ELGP-202 | GPO: double, ceiling suspended | 1 | ENGG-EL | TRUE | FALSE | FALSE
EL | Electrical Services | GP | GPOs |  | 211 | ELGP-211 | GPO: double, joinery mounted |  |  | 1 | ENGG-EL | TRUE | FALSE | TRUE
EL | Electrical Services | GP | GPOs |  | 212 | ELGP-212 | GPO: double, joinery mounted, power available indicator |  |  | 1 | ENGG-EL | TRUE | FALSE | FALSE
EL | Electrical Services | GP | GPOs |  | 216 | ELGP-216 | GPO: double, on services panel | ELGP-205 | GPO: double, on services panel | 1 | ENGG-EL | TRUE | FALSE | TRUE
EL | Electrical Services | GP | GPOs |  | 221 | ELGP-221 | GPO: double, on services pendant | ELGP-204 | GPO: double, on pendant | 1 | ENGG-EL | TRUE | FALSE | FALSE
EL | Electrical Services | GP | GPOs |  | 226 | ELGP-226 | GPO: double, in floor box | ELGP-203 | GPO: double, in floorbox | 1 | ENGG-EL | TRUE | FALSE | TRUE
EL | Electrical Services | GP | GPOs |  | 228 | ELGP-228 | GPO: double, in desk box | ELGP-212 | GPO: double, desk box | 1 | ENGG-EL | TRUE | FALSE | FALSE
EL | Electrical Services | GP | GPOs |  | 231 | ELGP-231 | GPO: double, emergency power, wall mounted |  |  | 1 | ENGG-EL | TRUE | FALSE | TRUE
EL | Electrical Services | GP | GPOs |  | 232 | ELGP-232 | GPO: double, emergency power, wall mounted, power available indicator |  |  | 1 | ENGG-EL | TRUE | FALSE | FALSE
EL | Electrical Services | GP | GPOs |  | 233 | ELGP-233 | GPO: double, emergency power, wall mounted, waterproof |  |  | 1 | ENGG-EL | TRUE | FALSE | FALSE
EL | Electrical Services | GP | GPOs |  | 234 | ELGP-234 | GPO: double, emergency power, wall mounted, waterproof, power available indicator |  |  | 1 | ENGG-EL | TRUE | FALSE | FALSE
EL | Electrical Services | GP | GPOs |  | 235 | ELGP-235 | GPO: double, emergency power, wall mounted, cleaner |  |  | 1 | ENGG-EL | TRUE | FALSE | FALSE
EL | Electrical Services | GP | GPOs |  | 236 | ELGP-236 | GPO: double, emergency power, ceiling mounted |  |  | 1 | ENGG-EL | TRUE | FALSE | FALSE
EL | Electrical Services | GP | GPOs |  | 237 | ELGP-237 | GPO: double, emergency power, ceiling mounted, power available indicator |  |  | 1 | ENGG-EL | TRUE | FALSE | FALSE
EL | Electrical Services | GP | GPOs |  | 240 | ELGP-240 | GPO: double, emergency power, ceiling suspended, umbilical |  |  | 1 | ENGG-EL | TRUE | FALSE | FALSE
EL | Electrical Services | GP | GPOs |  | 241 | ELGP-241 | GPO: double, emergency power, joinery mounted |  |  | 1 | ENGG-EL | TRUE | FALSE | TRUE
EL | Electrical Services | GP | GPOs |  | 242 | ELGP-242 | GPO: double, emergency power, joinery mounted, power available indicator |  |  | 1 | ENGG-EL | TRUE | FALSE | FALSE
EL | Electrical Services | GP | GPOs |  | 246 | ELGP-246 | GPO: double, emergency power, on services panel | ELGP-222 | GPO: emergency power, double, on services panel | 1 | ENGG-EL | TRUE | FALSE | TRUE
EL | Electrical Services | GP | GPOs |  | 251 | ELGP-251 | GPO: double, emergency power, on services pendant | ELGP-221 | GPO: emergency power, double, on pendant | 1 | ENGG-EL | TRUE | FALSE | FALSE
EL | Electrical Services | GP | GPOs |  | 256 | ELGP-256 | GPO: double, emergency power, in floor box | ELGP-225 | GPO: emergency power, double, in floorbox | 1 | ENGG-EL | TRUE | FALSE | TRUE
EL | Electrical Services | GP | GPOs |  | 258 | ELGP-258 | GPO: double, emergency power, in desk box | ELGP-224 | GPO: emergency power, double, desk box | 1 | ENGG-EL | TRUE | FALSE | FALSE
EL | Electrical Services | GP | GPOs |  | 261 | ELGP-261 | GPO: double, UPS, wall mounted | ELGP-235 | GPO: UPS, double, wall mounted | 1 | ENGG-EL | TRUE | FALSE | TRUE
EL | Electrical Services | GP | GPOs |  | 262 | ELGP-262 | GPO: double, UPS, wall mounted, power available indicator |  |  | 1 | ENGG-EL | TRUE | FALSE | FALSE
EL | Electrical Services | GP | GPOs |  | 263 | ELGP-263 | GPO: double, UPS, wall mounted, waterproof |  |  | 1 | ENGG-EL | TRUE | FALSE | FALSE
EL | Electrical Services | GP | GPOs |  | 264 | ELGP-264 | GPO: double, UPS, wall mounted, waterproof, power available indicator |  |  | 1 | ENGG-EL | TRUE | FALSE | FALSE
EL | Electrical Services | GP | GPOs |  | 265 | ELGP-265 | GPO: double, UPS, wall mounted, cleaner |  |  | 1 | ENGG-EL | TRUE | FALSE | FALSE
EL | Electrical Services | GP | GPOs |  | 266 | ELGP-266 | GPO: double, UPS, ceiling mounted |  |  | 1 | ENGG-EL | TRUE | FALSE | FALSE
EL | Electrical Services | GP | GPOs |  | 267 | ELGP-267 | GPO: double, UPS, ceiling mounted, power available indicator |  |  | 1 | ENGG-EL | TRUE | FALSE | FALSE
EL | Electrical Services | GP | GPOs |  | 270 | ELGP-270 | GPO: double, UPS, ceiling suspended, umbilical |  |  | 1 | ENGG-EL | TRUE | FALSE | FALSE
EL | Electrical Services | GP | GPOs |  | 271 | ELGP-271 | GPO: double, UPS, joinery mounted |  |  | 1 | ENGG-EL | TRUE | FALSE | TRUE
EL | Electrical Services | GP | GPOs |  | 272 | ELGP-272 | GPO: double, UPS, joinery mounted, power available indicator |  |  | 1 | ENGG-EL | TRUE | FALSE | FALSE
EL | Electrical Services | GP | GPOs |  | 276 | ELGP-276 | GPO: double, UPS power, on services panel |  |  | 1 | ENGG-EL | TRUE | FALSE | FALSE
EL | Electrical Services | GP | GPOs |  | 281 | ELGP-281 | GPO: double, UPS power, on services pendant |  |  | 1 | ENGG-EL | TRUE | FALSE | FALSE
EL | Electrical Services | GP | GPOs |  | 286 | ELGP-286 | GPO: double, UPS, in floor box |  |  | 1 | ENGG-EL | TRUE | FALSE | FALSE
EL | Electrical Services | GP | GPOs |  | 288 | ELGP-288 | GPO: double, UPS, in desk box |  |  | 1 | ENGG-EL | TRUE | FALSE | FALSE
EL | Electrical Services | GP | GPOs |  | 301 | ELGP-301 | ISOLATOR: one phase, wall mounted |  |  | 1 | ENGG-EL | TRUE | FALSE | TRUE
EL | Electrical Services | GP | GPOs |  | 311 | ELGP-311 | ISOLATOR: three phase, wall mounted |  |  | 1 | ENGG-EL | TRUE | FALSE | FALSE
EL | Electrical Services | GP | GPOs |  | 312 | ELGP-312 | ISOLATOR: three phase, with socket outlet, wall mounted | ELGP-140 | GPO: three phase, single | 1 | ENGG-EL | TRUE | FALSE | TRUE
EL | Electrical Services | GP | GPOs | ELGP-101 | 01 | ELGP-101.01 | GPO: single, wall mounted, horizontal | ELGP-109 | GPO: single, wall mounted | 1 | ENGG-EL | TRUE | FALSE | TRUE
EL | Electrical Services | GP | GPOs | ELGP-101 | 02 | ELGP-101.02 | GPO: single, wall mounted, vertical | ELGP-109.1 | GPO: single, wall mounted (V) | 1 | ENGG-EL | TRUE | FALSE | FALSE
EL | Electrical Services | GP | GPOs | ELGP-102 | 01 | ELGP-102.01 | GPO: single, wall mounted, power available indicator, horizontal | ELGP-111 | GPO: single, wall mounted, RCD protected | 1 | ENGG-EL | TRUE | FALSE | FALSE
EL | Electrical Services | GP | GPOs | ELGP-102 | 02 | ELGP-102.02 | GPO: single, wall mounted, power available indicator, vertical |  |  | 1 | ENGG-EL | TRUE | FALSE | FALSE
EL | Electrical Services | GP | GPOs | ELGP-103 | 01 | ELGP-103.01 | GPO: single, wall mounted, waterproof, horizontal | ELGP-112 | GPO: single, wall mounted, waterproof | 1 | ENGG-EL | TRUE | FALSE | FALSE
EL | Electrical Services | GP | GPOs | ELGP-103 | 02 | ELGP-103.02 | GPO: single, wall mounted, waterproof, vertical |  |  | 1 | ENGG-EL | TRUE | FALSE | FALSE
EL | Electrical Services | GP | GPOs | ELGP-104 | 01 | ELGP-104.01 | GPO: single, wall mounted, waterproof, power available indicator, horizontal | ELGP-113 | GPO: single, wall mounted, waterproof, RCD protected | 1 | ENGG-EL | TRUE | FALSE | FALSE
EL | Electrical Services | GP | GPOs | ELGP-104 | 02 | ELGP-104.02 | GPO: single, wall mounted, waterproof, power available indicator, vertical |  |  | 1 | ENGG-EL | TRUE | FALSE | FALSE
EL | Electrical Services | GP | GPOs | ELGP-106 | 01 | ELGP-106.01 | GPO: single, ceiling mounted, horizontal | ELGP-101 | GPO: single, ceiling mounted | 1 | ENGG-EL | TRUE | FALSE | TRUE
EL | Electrical Services | GP | GPOs | ELGP-106 | 02 | ELGP-106.02 | GPO: single, ceiling mounted, vertical |  |  | 1 | ENGG-EL | TRUE | FALSE | FALSE
EL | Electrical Services | GP | GPOs | ELGP-107 | 01 | ELGP-107.01 | GPO: single, ceiling mounted, power available indicator, horizontal |  |  | 1 | ENGG-EL | TRUE | FALSE | FALSE
EL | Electrical Services | GP | GPOs | ELGP-107 | 02 | ELGP-107.02 | GPO: single, ceiling mounted, power available indicator, vertical |  |  | 1 | ENGG-EL | TRUE | FALSE | FALSE
EL | Electrical Services | GP | GPOs | ELGP-111 | 01 | ELGP-111.01 | GPO: single, joinery mounted, horizontal | ELGP-108 | GPO: single, surface mounted | 1 | ENGG-EL | TRUE | FALSE | FALSE
EL | Electrical Services | GP | GPOs | ELGP-111 | 02 | ELGP-111.02 | GPO: single, joinery mounted, vertical |  |  | 1 | ENGG-EL | TRUE | FALSE | FALSE
EL | Electrical Services | GP | GPOs | ELGP-112 | 01 | ELGP-112.01 | GPO: single, joinery mounted, power available indicator, horizontal |  |  | 1 | ENGG-EL | TRUE | FALSE | FALSE
EL | Electrical Services | GP | GPOs | ELGP-112 | 02 | ELGP-112.02 | GPO: single, joinery mounted, power available indicator, vertical |  |  | 1 | ENGG-EL | TRUE | FALSE | FALSE
EL | Electrical Services | GP | GPOs | ELGP-131 | 01 | ELGP-131.01 | GPO: single, emergency power, wall mounted, horizontal | ELGP-123 | GPO: emergency power, single, wall mounted | 1 | ENGG-EL | TRUE | FALSE | TRUE
EL | Electrical Services | GP | GPOs | ELGP-131 | 02 | ELGP-131.02 | GPO: single, emergency power, wall mounted, vertical | ELGP-123.1 | GPO: emergency power, single, wall mounted (V) | 1 | ENGG-EL | TRUE | FALSE | FALSE
EL | Electrical Services | GP | GPOs | ELGP-132 | 01 | ELGP-132.01 | GPO: single, emergency power, wall mounted, power available indicator, horizontal |  |  | 1 | ENGG-EL | TRUE | FALSE | FALSE
EL | Electrical Services | GP | GPOs | ELGP-132 | 02 | ELGP-132.02 | GPO: single, emergency power, wall mounted, power available indicator, vertical |  |  | 1 | ENGG-EL | TRUE | FALSE | FALSE
EL | Electrical Services | GP | GPOs | ELGP-133 | 01 | ELGP-133.01 | GPO: single, emergency power, wall mounted, waterproof, horizontal |  |  | 1 | ENGG-EL | TRUE | FALSE | FALSE
EL | Electrical Services | GP | GPOs | ELGP-133 | 02 | ELGP-133.02 | GPO: single, emergency power, wall mounted, waterproof, vertical |  |  | 1 | ENGG-EL | TRUE | FALSE | FALSE
EL | Electrical Services | GP | GPOs | ELGP-134 | 01 | ELGP-134.01 | GPO: single, emergency power, wall mounted, waterproof, power available indicator, horizontal |  |  | 1 | ENGG-EL | TRUE | FALSE | FALSE
EL | Electrical Services | GP | GPOs | ELGP-134 | 02 | ELGP-134.02 | GPO: single, emergency power, wall mounted, waterproof, power available indicator, vertical |  |  | 1 | ENGG-EL | TRUE | FALSE | FALSE
EL | Electrical Services | GP | GPOs | ELGP-136 | 01 | ELGP-136.01 | GPO: single, emergency power, ceiling mounted, horizontal | ELGP-125 | GPO: emergency power, single, ceiling mounted | 1 | ENGG-EL | TRUE | FALSE | FALSE
EL | Electrical Services | GP | GPOs | ELGP-136 | 02 | ELGP-136.02 | GPO: single, emergency power, ceiling mounted, vertical |  |  | 1 | ENGG-EL | TRUE | FALSE | FALSE
EL | Electrical Services | GP | GPOs | ELGP-137 | 01 | ELGP-137.01 | GPO: single, emergency power, ceiling mounted, power available indicator, horizontal |  |  | 1 | ENGG-EL | TRUE | FALSE | FALSE
EL | Electrical Services | GP | GPOs | ELGP-137 | 02 | ELGP-137.02 | GPO: single, emergency power, ceiling mounted, power available indicator, vertical |  |  | 1 | ENGG-EL | TRUE | FALSE | FALSE
EL | Electrical Services | GP | GPOs | ELGP-141 | 01 | ELGP-141.01 | GPO: single, emergency power, joinery mounted, horizontal |  |  | 1 | ENGG-EL | TRUE | FALSE | FALSE
EL | Electrical Services | GP | GPOs | ELGP-141 | 02 | ELGP-141.02 | GPO: single, emergency power, joinery mounted, vertical |  |  | 1 | ENGG-EL | TRUE | FALSE | FALSE
EL | Electrical Services | GP | GPOs | ELGP-142 | 01 | ELGP-142.01 | GPO: single, emergency power, joinery mounted, power available indicator, horizontal |  |  | 1 | ENGG-EL | TRUE | FALSE | FALSE
EL | Electrical Services | GP | GPOs | ELGP-142 | 02 | ELGP-142.02 | GPO: single, emergency power, joinery mounted, power available indicator, vertical |  |  | 1 | ENGG-EL | TRUE | FALSE | FALSE
EL | Electrical Services | GP | GPOs | ELGP-161 | 01 | ELGP-161.01 | GPO: single, UPS, wall mounted, horizontal | ELGP-135 | GPO: UPS, single, wall mounted | 1 | ENGG-EL | TRUE | FALSE | TRUE
EL | Electrical Services | GP | GPOs | ELGP-161 | 02 | ELGP-161.02 | GPO: single, UPS, wall mounted, vertical |  |  | 1 | ENGG-EL | TRUE | FALSE | FALSE
EL | Electrical Services | GP | GPOs | ELGP-162 | 01 | ELGP-162.01 | GPO: single, UPS, wall mounted, power available indicator, horizontal |  |  | 1 | ENGG-EL | TRUE | FALSE | FALSE
EL | Electrical Services | GP | GPOs | ELGP-162 | 02 | ELGP-162.02 | GPO: single, UPS, wall mounted, power available indicator, vertical |  |  | 1 | ENGG-EL | TRUE | FALSE | FALSE
EL | Electrical Services | GP | GPOs | ELGP-163 | 01 | ELGP-163.01 | GPO: single, UPS, wall mounted, waterproof, horizontal |  |  | 1 | ENGG-EL | TRUE | FALSE | FALSE
EL | Electrical Services | GP | GPOs | ELGP-163 | 02 | ELGP-163.02 | GPO: single, UPS, wall mounted, waterproof, vertical |  |  | 1 | ENGG-EL | TRUE | FALSE | FALSE
EL | Electrical Services | GP | GPOs | ELGP-164 | 01 | ELGP-164.01 | GPO: single, UPS, wall mounted, waterproof, power available indicator, horizontal |  |  | 1 | ENGG-EL | TRUE | FALSE | FALSE
EL | Electrical Services | GP | GPOs | ELGP-164 | 02 | ELGP-164.02 | GPO: single, UPS, wall mounted, waterproof, power available indicator, vertical |  |  | 1 | ENGG-EL | TRUE | FALSE | FALSE
EL | Electrical Services | GP | GPOs | ELGP-166 | 01 | ELGP-166.01 | GPO: single, UPS, ceiling mounted, horizontal | ELGP-131 | GPO: UPS, single, ceiling suspended | 1 | ENGG-EL | TRUE | FALSE | FALSE
EL | Electrical Services | GP | GPOs | ELGP-166 | 02 | ELGP-166.02 | GPO: single, UPS, ceiling mounted, vertical |  |  | 1 | ENGG-EL | TRUE | FALSE | FALSE
EL | Electrical Services | GP | GPOs | ELGP-167 | 01 | ELGP-167.01 | GPO: single, UPS, ceiling mounted, power available indicator, horizontal |  |  | 1 | ENGG-EL | TRUE | FALSE | FALSE
EL | Electrical Services | GP | GPOs | ELGP-167 | 02 | ELGP-167.02 | GPO: single, UPS, ceiling mounted, power available indicator, vertical |  |  | 1 | ENGG-EL | TRUE | FALSE | FALSE
EL | Electrical Services | GP | GPOs | ELGP-171 | 01 | ELGP-171.01 | GPO: single, UPS, joinery mounted, horizontal | ELGP-134 | GPO: UPS, single, surface mounted | 1 | ENGG-EL | TRUE | FALSE | FALSE
EL | Electrical Services | GP | GPOs | ELGP-171 | 02 | ELGP-171.02 | GPO: single, UPS, joinery mounted, vertical |  |  | 1 | ENGG-EL | TRUE | FALSE | FALSE
EL | Electrical Services | GP | GPOs | ELGP-172 | 01 | ELGP-172.01 | GPO: single, UPS, joinery mounted, power available indicator, horizontal |  |  | 1 | ENGG-EL | TRUE | FALSE | FALSE
EL | Electrical Services | GP | GPOs | ELGP-172 | 02 | ELGP-172.02 | GPO: single, UPS, joinery mounted, power available indicator, vertical |  |  | 1 | ENGG-EL | TRUE | FALSE | FALSE
EL | Electrical Services | GP | GPOs | ELGP-201 | 01 | ELGP-201.01 | GPO: double, wall mounted, horizontal | ELGP-208 | GPO: double, wall mounted | 1 | ENGG-EL | TRUE | FALSE | TRUE
EL | Electrical Services | GP | GPOs | ELGP-201 | 02 | ELGP-201.02 | GPO: double, wall mounted, vertical | ELGP-208.1 | GPO: double, wall mounted (V) | 1 | ENGG-EL | TRUE | FALSE | TRUE
EL | Electrical Services | GP | GPOs | ELGP-202 | 01 | ELGP-202.01 | GPO: double, wall mounted, power available indicator, horizontal | ELGP-209 | GPO: double, wall mounted, RCD protected | 1 | ENGG-EL | TRUE | FALSE | FALSE
EL | Electrical Services | GP | GPOs | ELGP-202 | 02 | ELGP-202.02 | GPO: double, wall mounted, power available indicator, vertical | ELGP-209.1 | GPO: double, wall mounted, RCD protected (V) | 1 | ENGG-EL | TRUE | FALSE | FALSE
EL | Electrical Services | GP | GPOs | ELGP-203 | 01 | ELGP-203.01 | GPO: double, wall mounted, waterproof, horizontal | ELGP-210 | GPO: double, wall mounted, waterproof | 1 | ENGG-EL | TRUE | FALSE | FALSE
EL | Electrical Services | GP | GPOs | ELGP-203 | 02 | ELGP-203.02 | GPO: double, wall mounted, waterproof, vertical |  |  | 1 | ENGG-EL | TRUE | FALSE | FALSE
EL | Electrical Services | GP | GPOs | ELGP-204 | 01 | ELGP-204.01 | GPO: double, wall mounted, waterproof, power available indicator, horizontal |  |  | 1 | ENGG-EL | TRUE | FALSE | FALSE
EL | Electrical Services | GP | GPOs | ELGP-204 | 02 | ELGP-204.02 | GPO: double, wall mounted, waterproof, power available indicator, vertical |  |  | 1 | ENGG-EL | TRUE | FALSE | FALSE
EL | Electrical Services | GP | GPOs | ELGP-206 | 01 | ELGP-206.01 | GPO: double, ceiling mounted, horizontal |  |  | 1 | ENGG-EL | TRUE | FALSE | FALSE
EL | Electrical Services | GP | GPOs | ELGP-206 | 02 | ELGP-206.02 | GPO: double, ceiling mounted, vertical |  |  | 1 | ENGG-EL | TRUE | FALSE | FALSE
EL | Electrical Services | GP | GPOs | ELGP-207 | 01 | ELGP-207.01 | GPO: double, ceiling mounted, power available indicator, horizontal |  |  | 1 | ENGG-EL | TRUE | FALSE | FALSE
EL | Electrical Services | GP | GPOs | ELGP-207 | 02 | ELGP-207.02 | GPO: double, ceiling mounted, power available indicator, vertical |  |  | 1 | ENGG-EL | TRUE | FALSE | FALSE
EL | Electrical Services | GP | GPOs | ELGP-211 | 01 | ELGP-211.01 | GPO: double, joinery mounted, horizontal |  |  | 1 | ENGG-EL | TRUE | FALSE | FALSE
EL | Electrical Services | GP | GPOs | ELGP-211 | 02 | ELGP-211.02 | GPO: double, joinery mounted, vertical | ELGP-207 | GPO: double, surface mounted | 1 | ENGG-EL | TRUE | FALSE | FALSE
EL | Electrical Services | GP | GPOs | ELGP-212 | 01 | ELGP-212.01 | GPO: double, joinery mounted, power available indicator, horizontal |  |  | 1 | ENGG-EL | TRUE | FALSE | FALSE
EL | Electrical Services | GP | GPOs | ELGP-212 | 02 | ELGP-212.02 | GPO: double, joinery mounted, power available indicator, vertical |  |  | 1 | ENGG-EL | TRUE | FALSE | FALSE
EL | Electrical Services | GP | GPOs | ELGP-231 | 01 | ELGP-231.01 | GPO: double, emergency power, wall mounted, horizontal | ELGP-223 | GPO: emergency power, double, wall mounted | 1 | ENGG-EL | TRUE | FALSE | TRUE
EL | Electrical Services | GP | GPOs | ELGP-231 | 02 | ELGP-231.02 | GPO: double, emergency power, wall mounted, vertical | ELGP-223.1 | GPO: emergency power, double, wall mounted (V) | 1 | ENGG-EL | TRUE | FALSE | FALSE
EL | Electrical Services | GP | GPOs | ELGP-232 | 01 | ELGP-232.01 | GPO: double, emergency power, wall mounted, power available indicator, horizontal |  |  | 1 | ENGG-EL | TRUE | FALSE | FALSE
EL | Electrical Services | GP | GPOs | ELGP-232 | 02 | ELGP-232.02 | GPO: double, emergency power, wall mounted, power available indicator, vertical |  |  | 1 | ENGG-EL | TRUE | FALSE | FALSE
EL | Electrical Services | GP | GPOs | ELGP-233 | 01 | ELGP-233.01 | GPO: double, emergency power, wall mounted, waterproof, horizontal |  |  | 1 | ENGG-EL | TRUE | FALSE | FALSE
EL | Electrical Services | GP | GPOs | ELGP-233 | 02 | ELGP-233.02 | GPO: double, emergency power, wall mounted, waterproof, vertical |  |  | 1 | ENGG-EL | TRUE | FALSE | FALSE
EL | Electrical Services | GP | GPOs | ELGP-234 | 01 | ELGP-234.01 | GPO: double, emergency power, wall mounted, waterproof, power available indicator, horizontal |  |  | 1 | ENGG-EL | TRUE | FALSE | FALSE
EL | Electrical Services | GP | GPOs | ELGP-234 | 02 | ELGP-234.02 | GPO: double, emergency power, wall mounted, waterproof, power available indicator, vertical |  |  | 1 | ENGG-EL | TRUE | FALSE | FALSE
EL | Electrical Services | GP | GPOs | ELGP-236 | 01 | ELGP-236.01 | GPO: double, emergency power, ceiling mounted, horizontal |  |  | 1 | ENGG-EL | TRUE | FALSE | FALSE
EL | Electrical Services | GP | GPOs | ELGP-236 | 02 | ELGP-236.02 | GPO: double, emergency power, ceiling mounted, vertical |  |  | 1 | ENGG-EL | TRUE | FALSE | FALSE
EL | Electrical Services | GP | GPOs | ELGP-237 | 01 | ELGP-237.01 | GPO: double, emergency power, ceiling mounted, power available indicator, horizontal |  |  | 1 | ENGG-EL | TRUE | FALSE | FALSE
EL | Electrical Services | GP | GPOs | ELGP-237 | 02 | ELGP-237.02 | GPO: double, emergency power, ceiling mounted, power available indicator, vertical |  |  | 1 | ENGG-EL | TRUE | FALSE | FALSE
EL | Electrical Services | GP | GPOs | ELGP-241 | 01 | ELGP-241.01 | GPO: double, emergency power, joinery mounted, horizontal |  |  | 1 | ENGG-EL | TRUE | FALSE | FALSE
EL | Electrical Services | GP | GPOs | ELGP-241 | 02 | ELGP-241.02 | GPO: double, emergency power, joinery mounted, vertical |  |  | 1 | ENGG-EL | TRUE | FALSE | FALSE
EL | Electrical Services | GP | GPOs | ELGP-242 | 01 | ELGP-242.01 | GPO: double, emergency power, joinery mounted, power available indicator, horizontal |  |  | 1 | ENGG-EL | TRUE | FALSE | FALSE
EL | Electrical Services | GP | GPOs | ELGP-242 | 02 | ELGP-242.02 | GPO: double, emergency power, joinery mounted, power available indicator, vertical |  |  | 1 | ENGG-EL | TRUE | FALSE | FALSE
EL | Electrical Services | GP | GPOs | ELGP-261 | 01 | ELGP-261.01 | GPO: double, UPS, wall mounted, horizontal |  |  | 1 | ENGG-EL | TRUE | FALSE | TRUE
EL | Electrical Services | GP | GPOs | ELGP-261 | 02 | ELGP-261.02 | GPO: double, UPS, wall mounted, vertical |  |  | 1 | ENGG-EL | TRUE | FALSE | FALSE
EL | Electrical Services | GP | GPOs | ELGP-262 | 01 | ELGP-262.01 | GPO: double, UPS, wall mounted, power available indicator, horizontal |  |  | 1 | ENGG-EL | TRUE | FALSE | FALSE
EL | Electrical Services | GP | GPOs | ELGP-262 | 02 | ELGP-262.02 | GPO: double, UPS, wall mounted, power available indicator, vertical |  |  | 1 | ENGG-EL | TRUE | FALSE | FALSE
EL | Electrical Services | GP | GPOs | ELGP-263 | 01 | ELGP-263.01 | GPO: double, UPS, wall mounted, waterproof, horizontal |  |  | 1 | ENGG-EL | TRUE | FALSE | FALSE
EL | Electrical Services | GP | GPOs | ELGP-263 | 02 | ELGP-263.02 | GPO: double, UPS, wall mounted, waterproof, vertical |  |  | 1 | ENGG-EL | TRUE | FALSE | FALSE
EL | Electrical Services | GP | GPOs | ELGP-264 | 01 | ELGP-264.01 | GPO: double, UPS, wall mounted, waterproof, power available indicator, horizontal |  |  | 1 | ENGG-EL | TRUE | FALSE | FALSE
EL | Electrical Services | GP | GPOs | ELGP-264 | 02 | ELGP-264.02 | GPO: double, UPS, wall mounted, waterproof, power available indicator, vertical |  |  | 1 | ENGG-EL | TRUE | FALSE | FALSE
EL | Electrical Services | GP | GPOs | ELGP-266 | 01 | ELGP-266.01 | GPO: double, UPS, ceiling mounted, horizontal |  |  | 1 | ENGG-EL | TRUE | FALSE | FALSE
EL | Electrical Services | GP | GPOs | ELGP-266 | 02 | ELGP-266.02 | GPO: double, UPS, ceiling mounted, vertical |  |  | 1 | ENGG-EL | TRUE | FALSE | FALSE
EL | Electrical Services | GP | GPOs | ELGP-267 | 01 | ELGP-267.01 | GPO: double, UPS, ceiling mounted, power available indicator, horizontal |  |  | 1 | ENGG-EL | TRUE | FALSE | FALSE
EL | Electrical Services | GP | GPOs | ELGP-267 | 02 | ELGP-267.02 | GPO: double, UPS, ceiling mounted, power available indicator, vertical |  |  | 1 | ENGG-EL | TRUE | FALSE | FALSE
EL | Electrical Services | GP | GPOs | ELGP-271 | 01 | ELGP-271.01 | GPO: double, UPS, joinery mounted, horizontal |  |  | 1 | ENGG-EL | TRUE | FALSE | FALSE
EL | Electrical Services | GP | GPOs | ELGP-271 | 02 | ELGP-271.02 | GPO: double, UPS, joinery mounted, vertical |  |  | 1 | ENGG-EL | TRUE | FALSE | FALSE
EL | Electrical Services | GP | GPOs | ELGP-272 | 01 | ELGP-272.01 | GPO: double, UPS, joinery mounted, power available indicator, horizontal |  |  | 1 | ENGG-EL | TRUE | FALSE | FALSE
EL | Electrical Services | GP | GPOs | ELGP-272 | 02 | ELGP-272.02 | GPO: double, UPS, joinery mounted, power available indicator, vertical |  |  | 1 | ENGG-EL | TRUE | FALSE | FALSE
EL | Electrical Services | GP | GPOs |  | 318 | ELGP-318 | ISOLATOR: three phase, with socket outlet, on services pendant |  |  | 1 | ENGG-EL | TRUE | FALSE | TRUE
EL | Electrical Services | GP | GPOs |  | 205 | ELGP-205 | GPO: double, wall mounted, cleaner | ELGP-110 | GPO: single, wall mounted, cleaner | 1 | ENGG-EL | TRUE | FALSE | FALSE
EL | Electrical Services | PR | Protection |  | 011 | ELPR-011 | MONITOR: line isolation, wall mounted | ELPR-004 | MONITOR: line isolation | 1 | ENGG-EL | TRUE | FALSE | TRUE
EL | Electrical Services | PR | Protection |  | 012 | ELPR-012 | MONITOR: line isolation, joinery mounted |  |  | 1 | ENGG-EL | TRUE | FALSE | FALSE
EL | Electrical Services | PR | Protection |  | 021 | ELPR-021 | MONITOR: overload, wall mounted | ELPR-005 | MONITOR: overload | 1 | ENGG-EL | TRUE | FALSE | FALSE
EL | Electrical Services | PR | Protection |  | 022 | ELPR-022 | MONITOR: overload, joinery mounted |  |  | 1 | ENGG-EL | TRUE | FALSE | FALSE
EL | Electrical Services | PR | Protection |  | 031 | ELPR-031 | PANEL: UPS status indicator, wall mounted | ELPR-007 | UPS: status indicator | 1 | ENGG-EL | TRUE | FALSE | TRUE
EL | Electrical Services | PR | Protection |  | 032 | ELPR-032 | PANEL: UPS status indicator, joinery mounted |  |  | 1 | ENGG-EL | TRUE | FALSE | FALSE
EL | Electrical Services | PR | Protection |  | 033 | ELPR-033 | PANEL: UPS status indicator, on services panel |  |  | 1 | ENGG-EL | TRUE | FALSE | TRUE
EL | Electrical Services | PR | Protection |  | 051 | ELPR-051 | PANEL: equipotential (EP) test point, wall mounted | ELBO-005 | EQUIPOTENTIAL JUNCTION BOX | 1 | ENGG-EL | TRUE | FALSE | TRUE
EL | Electrical Services | PR | Protection |  | 052 | ELPR-052 | PANEL: equipotential (EP) test point, joinery mounted |  |  | 1 | ENGG-EL | TRUE | FALSE | FALSE
EL | Electrical Services | PR | Protection |  | 061 | ELPR-061 | PANEL: equipotential (EP) junction |  |  | 1 | ENGG-EL | TRUE | FALSE | FALSE
EL | Electrical Services | PR | Protection |  | 071 | ELPR-071 | RCD: residual current device, wall mounted | ELPR-006 | RCD: residual current device | 1 | ENGG-EL | TRUE | FALSE | TRUE
EL | Electrical Services | PR | Protection |  | 072 | ELPR-072 | RCD: residual current device, joinery mounted |  |  | 1 | ENGG-EL | TRUE | FALSE | FALSE
EL | Electrical Services | PR | Protection |  | 073 | ELPR-073 | RCD: residual current device, on services panel |  |  | 1 | ENGG-EL | TRUE | FALSE | TRUE
EL | Electrical Services | PR | Protection |  | 081 | ELPR-081 | RCD: residual current device, emergency power, wall mounted |  |  | 1 | ENGG-EL | TRUE | FALSE | TRUE
EL | Electrical Services | PR | Protection |  | 082 | ELPR-082 | RCD: residual current device, emergency power, joinery mounted |  |  | 1 | ENGG-EL | TRUE | FALSE | FALSE
EL | Electrical Services | PR | Protection |  | 083 | ELPR-083 | RCD: residual current device, emergency power, on services panel |  |  | 1 | ENGG-EL | TRUE | FALSE | TRUE
EL | Electrical Services | PR | Protection |  | 091 | ELPR-091 | RCD: residual current device, UPS, wall mounted |  |  | 1 | ENGG-EL | TRUE | FALSE | TRUE
EL | Electrical Services | PR | Protection |  | 092 | ELPR-092 | RCD: residual current device, UPS, joinery mounted |  |  | 1 | ENGG-EL | TRUE | FALSE | FALSE
EL | Electrical Services | PR | Protection |  | 093 | ELPR-093 | RCD: residual current device, UPS, on services panel |  |  | 1 | ENGG-EL | TRUE | FALSE | FALSE
EL | Electrical Services | PR | Protection |  | 034 | ELPR-034 | PANEL: UPS status indicator, on services pendant |  |  | 1 | ENGG-EL | TRUE | FALSE | TRUE
EL | Electrical Services | PR | Protection |  | 053 | ELPR-053 | PANEL: equipotential (EP) test point, on services panel |  |  | 1 | ENGG-EL | TRUE | FALSE | FALSE
EL | Electrical Services | PR | Protection |  | 074 | ELPR-074 | RCD: residual current device, on services pendant |  |  | 1 | ENGG-EL | TRUE | FALSE | FALSE
EL | Electrical Services | PR | Protection |  | 084 | ELPR-084 | RCD: residual current device, emergency power, on services pendant |  |  | 1 | ENGG-EL | TRUE | FALSE | FALSE
EL | Electrical Services | PR | Protection |  | 094 | ELPR-094 | RCD: residual current device, UPS, on services pendant |  |  | 1 | ENGG-EL | TRUE | FALSE | FALSE
EL | Electrical Services | SW | Switches |  | 001 | ELSW-001 | SWITCH: light | ELBO-015 | SWITCH: light, single | 1 | ENGG-EL | TRUE | FALSE | TRUE
EL | Electrical Services | SW | Switches |  | 002 | ELSW-002 | SWITCH: light, 2-gang |  |  | 1 | ENGG-EL | TRUE | FALSE | TRUE
EL | Electrical Services | SW | Switches |  | 003 | ELSW-003 | SWITCH: light, 3-gang |  |  | 1 | ENGG-EL | TRUE | FALSE | FALSE
EL | Electrical Services | SW | Switches |  | 004 | ELSW-004 | SWITCH: light, 4-gang |  |  | 1 | ENGG-EL | TRUE | FALSE | FALSE
EL | Electrical Services | SW | Switches |  | 006 | ELSW-006 | SWITCH: light, 6-gang |  |  | 1 | ENGG-EL | TRUE | FALSE | FALSE
EL | Electrical Services | SW | Switches |  | 011 | ELSW-011 | SWITCH PLATE: light, multi-gang | ELBO-013 | SWITCH: light panel | 1 | ENGG-EL | TRUE | FALSE | TRUE
EL | Electrical Services | SW | Switches |  | 021 | ELSW-021 | SWITCH: light, dimmer | ELBO-012 | SWITCH: light, dimmer | 1 | ENGG-EL | TRUE | FALSE | TRUE
EL | Electrical Services | SW | Switches |  | 022 | ELSW-022 | SWITCH: light, dimmer, 2-gang |  |  | 1 | ENGG-EL | TRUE | FALSE | TRUE
EL | Electrical Services | SW | Switches |  | 023 | ELSW-023 | SWITCH: light, dimmer, 3-gang |  |  | 1 | ENGG-EL | TRUE | FALSE | FALSE
EL | Electrical Services | SW | Switches |  | 024 | ELSW-024 | SWITCH: light, dimmer, 4-gang |  |  | 1 | ENGG-EL | TRUE | FALSE | FALSE
EL | Electrical Services | SW | Switches |  | 031 | ELSW-031 | SWITCH: light, motion sensor, ceiling mounted | ITSE-044 | SENSOR: motion detection, for lighting control | 1 | ENGG-EL | TRUE | FALSE | FALSE
EL | Electrical Services | SW | Switches |  | 032 | ELSW-032 | SWITCH: light, motion sensor, ceiling recessed | ITSE-045 | SENSOR: motion detection, for lighting control, flush to ceiling | 1 | ENGG-EL | TRUE | FALSE | FALSE
EL | Electrical Services | SW | Switches |  | 041 | ELSW-041 | SWITCH: light, room in use |  |  | 1 | ENGG-EL | TRUE | FALSE | FALSE
EL | Electrical Services | SW | Switches |  | 042 | ELSW-042 | SWITCH: light, laser in use | ELBO-009 | SWITCH: "Laser in use" | 1 | ENGG-EL | TRUE | FALSE | TRUE
EL | Electrical Services | SW | Switches |  | 043 | ELSW-043 | SWITCH: light, x-ray in use | ELBO-016 | SWITCH: "X-Ray in use" | 1 | ENGG-EL | TRUE | FALSE | TRUE
EL | Electrical Services | SW | Switches |  | 044 | ELSW-044 | SWITCH: light, beam on/off |  |  | 1 | ENGG-EL | TRUE | FALSE | FALSE
EL | Electrical Services | SW | Switches |  | 051 | ELSW-051 | CONTROL PANEL: lighting | ELBO-003 | CONTROL PANEL: lighting | 1 | ENGG-EL | TRUE | FALSE | TRUE
EL | Electrical Services | SW | Switches |  | 101 | ELSW-101 | SWITCH: isolation | ELBO-007 | SWITCH: emergency isolation | 1 | ENGG-EL | TRUE | FALSE | FALSE
EL | Electrical Services | SW | Switches |  | 121 | ELSW-121 | BUTTON: emergency stop, wall mounted | ELBO-001; ELBO-008 | BUTTON: emergency stop; SWITCH: emergency stop | 1 | ENGG-EL | TRUE | FALSE | TRUE
EL | Electrical Services | SW | Switches |  | 122 | ELSW-122 | BUTTON: emergency stop, joinery mounted |  |  | 1 | ENGG-EL | TRUE | FALSE | FALSE
EL | Electrical Services | SW | Switches |  | 131 | ELSW-131 | BUTTON: last person out | ELBO-019 | BUTTON: last person out | 1 | ENGG-EL | TRUE | FALSE | FALSE
EL | Electrical Services | SW | Switches |  | 033 | ELSW-033 | SWITCH: light, motion sensor, ceiling recessed, tamper proof, anti-ligature | ITSE-045 | SENSOR: motion detection, for lighting control, flush to ceiling | 1 | ENGG-EL | TRUE | FALSE | FALSE
EL | Electrical Services | SW | Switches |  | 036 | ELSW-036 | SWITCH: light, motion sensor, wall mounted | ITSE-044 | SENSOR: motion detection, for lighting control | 1 | ENGG-EL | TRUE | FALSE | FALSE
EL | Electrical Services | SW | Switches |  | 005 | ELSW-005 | SWITCH: light, 5-gang |  |  | 1 | ENGG-EL | TRUE | FALSE | FALSE
FI | Fixtures and Fittings | BM | Boards and Mirrors |  | 018 | FIBM-018 | WHITEBOARD: fixed | FIBM-018 | WHITEBOARD: fixed | 2 | ARCH-FFE | TRUE | FALSE | FALSE
FI | Fixtures and Fittings | BM | Boards and Mirrors |  | 019 | FIBM-019 | WHITEBOARD: fixed, magnetic | FIBM-019 | WHITEBOARD: fixed, magnetic | 2 | ARCH-FFE | TRUE | FALSE | TRUE
FI | Fixtures and Fittings | BM | Boards and Mirrors |  | 020 | FIBM-020 | WHITEBOARD: fixed, magnetic, tamper proof, anti-ligature |  |  | 2 | ARCH-FFE | TRUE | FALSE | TRUE
FI | Fixtures and Fittings | BM | Boards and Mirrors |  | 021 | FIBM-021 | WHITEBOARD: fixed, magnetic, integral to joinery |  |  | 1 | ARCH-JNY | TRUE | FALSE | TRUE
FI | Fixtures and Fittings | BM | Boards and Mirrors |  | 026 | FIBM-026 | WHITEBOARD: mobile, magnetic | FIBM-020 | WHITEBOARD: mobile | 3 | ARCH-FFE | TRUE | FALSE | FALSE
FI | Fixtures and Fittings | BM | Boards and Mirrors |  | 051 | FIBM-051 | NOTICEBOARD: fixed, cork | FIBM-012 | NOTICEBOARD: fixed, cork | 2 | ARCH-FFE | TRUE | FALSE | FALSE
FI | Fixtures and Fittings | BM | Boards and Mirrors |  | 056 | FIBM-056 | NOTICEBOARD: fixed, fabric covered | FIBM-013 | NOTICEBOARD: fixed, fabric covered | 2 | ARCH-FFE | TRUE | FALSE | FALSE
FI | Fixtures and Fittings | BM | Boards and Mirrors |  | 057 | FIBM-057 | NOTICEBOARD: fixed, fabric covered, tamper proof, anti-ligature |  |  | 2 | ARCH-FFE | TRUE | FALSE | TRUE
FI | Fixtures and Fittings | BM | Boards and Mirrors |  | 058 | FIBM-058 | NOTICEBOARD: fixed, fabric covered, integral to joinery |  |  | 1 | ARCH-FFE | TRUE | FALSE | FALSE
FI | Fixtures and Fittings | BM | Boards and Mirrors |  | 062 | FIBM-062 | PEGBOARD: fixed | FIBM-017 | PEGBOARD: fixed | 1 | ARCH-FFE | TRUE | FALSE | FALSE
FI | Fixtures and Fittings | BM | Boards and Mirrors |  | 101 | FIBM-101 | MIRROR: fixed, safety glass, framed |  |  | 1 | ARCH-FFE | TRUE | FALSE | FALSE
FI | Fixtures and Fittings | BM | Boards and Mirrors |  | 102 | FIBM-102 | MIRROR: fixed, safety glass, frameless | FIBM-006; FIBM-007; FIBM-010 | MIRROR: fixed, glass; MIRROR: fixed, glass, full length; MIRROR: fixed, safety glass, full length | 1 | ARCH-FFE | TRUE | FALSE | TRUE
FI | Fixtures and Fittings | BM | Boards and Mirrors |  | 106 | FIBM-106 | MIRROR: fixed, safety glass, toughened and laminated, framed, tamper proof, anti-ligature | FIBM-022 | MIRROR: fixed, safety glass, toughened and laminated, anti ligature | 1 | ARCH-FFE | TRUE | FALSE | FALSE
FI | Fixtures and Fittings | BM | Boards and Mirrors |  | 107 | FIBM-107 | MIRROR: fixed, safety glass, toughened and laminated, frameless, recessed, tamper proof, anti-ligature |  |  | 1 | ARCH-FFE | TRUE | FALSE | TRUE
FI | Fixtures and Fittings | BM | Boards and Mirrors |  | 111 | FIBM-111 | MIRROR: fixed, convex |  |  | 1 | ARCH-FFE | TRUE | FALSE | FALSE
FI | Fixtures and Fittings | BM | Boards and Mirrors |  | 112 | FIBM-112 | MIRROR: fixed, convex, tamper proof, anti-ligature | FIBM-004 | MIRROR: fixed, convex, tamper proof, anti ligature | 1 | ARCH-FFE | TRUE | FALSE | TRUE
FI | Fixtures and Fittings | BM | Boards and Mirrors |  | 121 | FIBM-121 | MIRROR: mobile, safety glass, framed | FQGE-045 | MIRROR: mobile, 1800H | 3 | ARCH-FFE | TRUE | FALSE | FALSE
FI | Fixtures and Fittings | BM | Boards and Mirrors |  | 122 | FIBM-122 | MIRROR: mobile, safety glass, frameless |  |  | 3 | ARCH-FFE | TRUE | FALSE | FALSE
FI | Fixtures and Fittings | DI | Dispensers and Holders |  | 055 | FIDI-055 | DISPENSER: umbrella cover, floor standing | FIDI-055 | DISPENSER: umbrella cover | 3 | ARCH-FFE | TRUE | FALSE | FALSE
FI | Fixtures and Fittings | DI | Dispensers and Holders |  | 061 | FIDI-061 | HOLDER: booklet/pamphlet, benchtop |  |  | 3 | ARCH-FFE | TRUE | FALSE | FALSE
FI | Fixtures and Fittings | DI | Dispensers and Holders |  | 062 | FIDI-062 | HOLDER: booklet/pamphlet, wall mounted | FIDI-040 | HOLDER: brochure | 2 | ARCH-FFE | TRUE | FALSE | FALSE
FI | Fixtures and Fittings | DI | Dispensers and Holders |  | 071 | FIDI-071 | DISPENSER: sticker roll, benchtop |  |  | 3 | ARCH-FFE | TRUE | FALSE | FALSE
FI | Fixtures and Fittings | DI | Dispensers and Holders |  | 072 | FIDI-072 | DISPENSER: sticker roll, wall mounted | FIDI-052 | DISPENSER: sticker roll | 2 | ARCH-FFE | TRUE | FALSE | TRUE
FI | Fixtures and Fittings | DI | Dispensers and Holders |  | 073 | FIDI-073 | DISPENSER: sticker roll, joinery mounted |  |  | 2 | ARCH-FFE | TRUE | FALSE | FALSE
FI | Fixtures and Fittings | DI | Dispensers and Holders |  | 076 | FIDI-076 | DISPENSER: velcro roll, benchtop |  |  | 3 | ARCH-FFE | TRUE | FALSE | FALSE
FI | Fixtures and Fittings | DI | Dispensers and Holders |  | 077 | FIDI-077 | DISPENSER: velcro roll, wall mounted | FIDI-053 | DISPENSER: velcro | 2 | ARCH-FFE | TRUE | FALSE | FALSE
FI | Fixtures and Fittings | DI | Dispensers and Holders |  | 078 | FIDI-078 | DISPENSER: velcro roll, joinery mounted |  |  | 2 | ARCH-FFE | TRUE | FALSE | FALSE
FI | Fixtures and Fittings | DI | Dispensers and Holders |  | 081 | FIDI-081 | DISPENSER: sheet material, roll |  |  | 3 | ARCH-FFE | TRUE | FALSE | FALSE
FI | Fixtures and Fittings | DI | Dispensers and Holders |  | 082 | FIDI-082 | DISPENSER: sheet material, roll |  |  | 2 | ARCH-FFE | TRUE | FALSE | FALSE
FI | Fixtures and Fittings | DI | Dispensers and Holders |  | 086 | FIDI-086 | DISPENSER: sheet material, roll, bubble wrap, benchtop |  |  | 3 | ARCH-FFE | TRUE | FALSE | FALSE
FI | Fixtures and Fittings | DI | Dispensers and Holders |  | 087 | FIDI-087 | DISPENSER: sheet material, roll, bubble wrap, wall mounted | FIDI-004 | DISPENSER: bubble wrap | 2 | ARCH-FFE | TRUE | FALSE | FALSE
FI | Fixtures and Fittings | DI | Dispensers and Holders |  | 101 | FIDI-101 | DISPENSER: PPE, disposable masks, wall mounted | FIDI-021 | DISPENSER: mask | 2 | ARCH-FFE | TRUE | FALSE | TRUE
FI | Fixtures and Fittings | DI | Dispensers and Holders |  | 106 | FIDI-106 | DISPENSER: PPE, disposable gloves, wall mounted | FIDI-014 | DISPENSER: disposable glove | 2 | ARCH-FFE | TRUE | FALSE | TRUE
FI | Fixtures and Fittings | DI | Dispensers and Holders |  | 111 | FIDI-111 | DISPENSER: PPE, disposable gowns/aprons, wall mounted | FIDI-002; FIDI-018; FIDI-019 | DISPENSER: apron; DISPENSER: gown; DISPENSER: gown/apron | 2 | ARCH-FFE | TRUE | FALSE | TRUE
FI | Fixtures and Fittings | DI | Dispensers and Holders |  | 116 | FIDI-116 | DISPENSER: PPE, disposable hats, wall mounted | FIDI-015 | DISPENSER: disposable hat | 2 | ARCH-FFE | TRUE | FALSE | FALSE
FI | Fixtures and Fittings | DI | Dispensers and Holders |  | 121 | FIDI-121 | DISPENSER: PPE, disposable shoe covers, wall mounted |  |  | 2 | ARCH-FFE | TRUE | FALSE | FALSE
FI | Fixtures and Fittings | DI | Dispensers and Holders |  | 131 | FIDI-131 | HOLDER: PPE, goggles, wall mounted | FIDI-017; FIDI-043 | DISPENSER: goggles; HOLDER: goggles/glasses | 2 | ARCH-FFE | TRUE | FALSE | TRUE
FI | Fixtures and Fittings | DI | Dispensers and Holders |  | 136 | FIDI-136 | HOLDER: PPE, lead goggles, wall mounted |  |  | 2 | ARCH-FFE | TRUE | FALSE | TRUE
FI | Fixtures and Fittings | DI | Dispensers and Holders |  | 141 | FIDI-141 | HOLDER: PPE, face shield, wall mounted |  |  | 2 | ARCH-FFE | TRUE | FALSE | FALSE
FI | Fixtures and Fittings | DI | Dispensers and Holders |  | 151 | FIDI-151 | DISPENSER: PPE, combination, large, wall mounted | FIDI-054 | DISPENSER: ppe combination | 2 | ARCH-FFE | TRUE | FALSE | FALSE
FI | Fixtures and Fittings | DI | Dispensers and Holders |  | 152 | FIDI-152 | DISPENSER: PPE, combination, large, joinery mounted |  |  | 2 | ARCH-FFE | TRUE | FALSE | FALSE
FI | Fixtures and Fittings | DI | Dispensers and Holders |  | 156 | FIDI-156 | DISPENSER: PPE, combination, large, over door mounted |  |  | 3 | ARCH-FFE | TRUE | FALSE | FALSE
FI | Fixtures and Fittings | DI | Dispensers and Holders |  | 161 | FIDI-161 | DISPENSER: PPE, combination, medium, wall mounted |  |  | 2 | ARCH-FFE | TRUE | FALSE | FALSE
FI | Fixtures and Fittings | DI | Dispensers and Holders |  | 162 | FIDI-162 | DISPENSER: PPE, combination, medium, joinery mounted |  |  | 2 | ARCH-FFE | TRUE | FALSE | FALSE
FI | Fixtures and Fittings | DI | Dispensers and Holders |  | 166 | FIDI-166 | DISPENSER: PPE, combination, medium, over door mounted |  |  | 3 | ARCH-FFE | TRUE | FALSE | FALSE
FI | Fixtures and Fittings | DI | Dispensers and Holders |  | 171 | FIDI-171 | DISPENSER: PPE, combination, small, wall mounted |  |  | 2 | ARCH-FFE | TRUE | FALSE | FALSE
FI | Fixtures and Fittings | DI | Dispensers and Holders |  | 172 | FIDI-172 | DISPENSER: PPE, combination, small, joinery mounted |  |  | 2 | ARCH-FFE | TRUE | FALSE | FALSE
FI | Fixtures and Fittings | DI | Dispensers and Holders |  | 176 | FIDI-176 | DISPENSER: PPE, combination, small, over door mounted |  |  | 3 | ARCH-FFE | TRUE | FALSE | FALSE
FI | Fixtures and Fittings | DI | Dispensers and Holders |  | 181 | FIDI-181 | DISPENSER: cleaning wipes, wall mounted | FIDI-006 | DISPENSER: cleaning wipes | 2 | ARCH-FFE | TRUE | FALSE | TRUE
FI | Fixtures and Fittings | DI | Dispensers and Holders |  | 186 | FIDI-186 | DISPENSER: tissues, wall mounted | FIDI-035 | DISPENSER: tissue | 2 | ARCH-FFE | TRUE | FALSE | FALSE
FI | Fixtures and Fittings | DI | Dispensers and Holders |  | 191 | FIDI-191 | DISPENSER: emesis bags, wall mounted | FIDI-016 | DISPENSER: emesis bags | 2 | ARCH-FFE | TRUE | FALSE | TRUE
FI | Fixtures and Fittings | DI | Dispensers and Holders |  | 196 | FIDI-196 | DISPENSER: disposable cup, wall mounted | FIDI-013 | DISPENSER: disposable cup | 2 | ARCH-FFE | TRUE | FALSE | FALSE
FI | Fixtures and Fittings | DI | Dispensers and Holders |  | 201 | FIDI-201 | DISPENSER: scrub brush, wall mounted | FIDI-028 | DISPENSER: scrub brush | 2 | ARCH-FFE | TRUE | FALSE | TRUE
FI | Fixtures and Fittings | DI | Dispensers and Holders |  | 211 | FIDI-211 | HOLDER: eye wash bottles, wall mounted | FIDI-057 | DISPENSER: eye wash bottles | 2 | ARCH-FFE | TRUE | FALSE | FALSE
FI | Fixtures and Fittings | DI | Dispensers and Holders |  | 221 | FIDI-221 | DISPENSER: paper bed roll, wall mounted |  |  | 2 | ARCH-FFE | TRUE | FALSE | TRUE
FI | Fixtures and Fittings | DI | Dispensers and Holders |  | 222 | FIDI-222 | DISPENSER: paper bed roll, joinery mounted |  |  | 2 | ARCH-FFE | TRUE | FALSE | FALSE
FI | Fixtures and Fittings | DI | Dispensers and Holders |  | 223 | FIDI-223 | DISPENSER: paper bed roll, exam couch mounted | FIDI-003 | DISPENSER: bedroll | 3 | ARCH-FFE | TRUE | FALSE | FALSE
FI | Fixtures and Fittings | DI | Dispensers and Holders |  | 231 | FIDI-231 | DISPENSER: paper towel, wall mounted | FIDI-025 | DISPENSER: paper/hand towel | 2 | ARCH-FFE | TRUE | FALSE | TRUE
FI | Fixtures and Fittings | DI | Dispensers and Holders |  | 232 | FIDI-232 | DISPENSER: paper towel, joinery mounted |  |  | 2 | ARCH-FFE | TRUE | FALSE | FALSE
FI | Fixtures and Fittings | DI | Dispensers and Holders |  | 233 | FIDI-233 | DISPENSER: paper towel, wall recessed | FIDI-026 | DISPENSER: paper/hand towel, built-in | 2 | ARCH-FFE | TRUE | FALSE | FALSE
FI | Fixtures and Fittings | DI | Dispensers and Holders |  | 234 | FIDI-234 | DISPENSER: paper towel, with waste bin, wall recessed | FIDI-027 | DISPENSER: paper towel/wastebin combination | 2 | ARCH-FFE | TRUE | FALSE | FALSE
FI | Fixtures and Fittings | DI | Dispensers and Holders |  | 235 | FIDI-235 | DISPENSER: paper towel, integral to joinery |  |  | 2 | ARCH-FFE | TRUE | FALSE | FALSE
FI | Fixtures and Fittings | DI | Dispensers and Holders |  | 236 | FIDI-236 | DISPENSER: paper towel, with waste bin, integral to joinery |  |  | 2 | ARCH-FFE | TRUE | FALSE | FALSE
FI | Fixtures and Fittings | DI | Dispensers and Holders |  | 241 | FIDI-241 | DISPENSER: alcohol-based hand rub, wall mounted | FIDI-001 | DISPENSER: alcohol based hand rub | 2 | ARCH-FFE | TRUE | FALSE | TRUE
FI | Fixtures and Fittings | DI | Dispensers and Holders |  | 242 | FIDI-242 | DISPENSER: alcohol-based hand rub, joinery mounted |  |  | 2 | ARCH-FFE | TRUE | FALSE | FALSE
FI | Fixtures and Fittings | DI | Dispensers and Holders |  | 246 | FIDI-246 | HOLDER: alcohol-based hand rub, trolley mounted |  |  | 2 | ARCH-FFE | TRUE | FALSE | FALSE
FI | Fixtures and Fittings | DI | Dispensers and Holders |  | 247 | FIDI-247 | HOLDER: alcohol-based hand rub, bed mounted | FIHR-068 | BRACKET: for alcohol based hand rub, attached to bed | 2 | ARCH-FFE | TRUE | FALSE | FALSE
FI | Fixtures and Fittings | DI | Dispensers and Holders |  | 256 | FIDI-256 | DISPENSER: soap, wall mounted | FIDI-030 | DISPENSER: soap | 2 | ARCH-FFE | TRUE | FALSE | TRUE
FI | Fixtures and Fittings | DI | Dispensers and Holders |  | 261 | FIDI-261 | DISPENSER: soap, antimicrobial, wall mounted | FIDI-031 | DISPENSER: soap antiseptic | 2 | ARCH-FFE | TRUE | FALSE | TRUE
FI | Fixtures and Fittings | DI | Dispensers and Holders |  | 271 | FIDI-271 | DISPENSER: moisturiser, wall mounted | FIDI-022 | DISPENSER: moisturiser | 2 | ARCH-FFE | TRUE | FALSE | TRUE
FI | Fixtures and Fittings | DI | Dispensers and Holders |  | 276 | FIDI-276 | DISPENSER: shampoo, wall mounted | FIDI-029 | DISPENSER: shampoo | 2 | ARCH-FFE | TRUE | FALSE | FALSE
FI | Fixtures and Fittings | DI | Dispensers and Holders |  | 281 | FIDI-281 | HOLDER: soap/shampoo, wall mounted | FIDI-047; FIDI-049 | HOLDER: soap, non-recessed; HOLDER: soap/shampoo, non-recessed | 1 | ARCH-FFE | TRUE | FALSE | TRUE
FI | Fixtures and Fittings | DI | Dispensers and Holders |  | 282 | FIDI-282 | HOLDER: soap/shampoo, wall recessed | FIDI-047; FIDI-050; FIDI-051 | HOLDER: soap, recessed; HOLDER: soap/shampoo, recessed, horizontal format; HOLDER: soap/shampoo, recessed, vertical format | 1 | ARCH-FFE | TRUE | FALSE | TRUE
FI | Fixtures and Fittings | DI | Dispensers and Holders |  | 283 | FIDI-283 | HOLDER: soap/shampoo, wall recessed, tamper proof, anti-ligature |  |  | 1 | ARCH-FFE | TRUE | FALSE | TRUE
FI | Fixtures and Fittings | DI | Dispensers and Holders |  | 291 | FIDI-291 | DISPENSER: laundry detergent, wall mounted | FIDI-008 | DISPENSER: detergent | 1 | ARCH-FFE | TRUE | FALSE | FALSE
FI | Fixtures and Fittings | DI | Dispensers and Holders |  | 296 | FIDI-296 | DISPENSER: detergent/chemical mixer, wall mounted | FIDI-010 | DISPENSER: detergent/chemical mixer | 2 | ARCH-FFE | TRUE | FALSE | FALSE
FI | Fixtures and Fittings | DI | Dispensers and Holders |  | 301 | FIDI-301 | DISPENSER: toilet paper, wall mounted | FIDI-036 | DISPENSER: toilet paper | 1 | ARCH-FFE | TRUE | FALSE | TRUE
FI | Fixtures and Fittings | DI | Dispensers and Holders |  | 302 | FIDI-302 | DISPENSER: toilet paper, wall mounted, tamper proof, anti-ligature | FIDI-038 | DISPENSER: toilet paper, recessed | 1 | ARCH-FFE | TRUE | FALSE | TRUE
FI | Fixtures and Fittings | DI | Dispensers and Holders |  | 306 | FIDI-306 | DISPENSER: toilet paper, wall recessed | FIDI-036 | DISPENSER: toilet paper | 1 | ARCH-FFE | TRUE | FALSE | FALSE
FI | Fixtures and Fittings | DI | Dispensers and Holders |  | 307 | FIDI-307 | DISPENSER: toilet paper, wall recessed, tamper proof, anti-ligature | FIDI-038 | DISPENSER: toilet paper, recessed | 1 | ARCH-FFE | TRUE | FALSE | FALSE
FI | Fixtures and Fittings | DI | Dispensers and Holders |  | 311 | FIDI-311 | DISPENSER: toilet paper, bulk fill, jumbo roll, wall mounted | FIDI-037 | DISPENSER: toilet paper, large | 1 | ARCH-FFE | TRUE | FALSE | FALSE
FI | Fixtures and Fittings | DI | Dispensers and Holders |  | 312 | FIDI-312 | DISPENSER: toilet paper, bulk fill, interleaved, wall mounted |  |  | 1 | ARCH-FFE | TRUE | FALSE | FALSE
FI | Fixtures and Fittings | DI | Dispensers and Holders |  | 321 | FIDI-321 | DISPENSER: toilet seat cover, wall mounted |  |  | 1 | ARCH-FFE | TRUE | FALSE | FALSE
FI | Fixtures and Fittings | DI | Dispensers and Holders |  | 326 | FIDI-326 | DISPENSER: sanitary bag, wall mounted |  |  | 1 | ARCH-FFE | TRUE | FALSE | FALSE
FI | Fixtures and Fittings | DI | Dispensers and Holders |  | 351 | FIDI-351 | HOLDER: patient chart/medical record, wall mounted | FIDI-045; FIHR-024 | HOLDER: medical record; HOLDER: patient chart | 2 | ARCH-FFE | TRUE | FALSE | FALSE
FI | Fixtures and Fittings | DI | Dispensers and Holders |  | 352 | FIDI-352 | HOLDER: patient chart/medical record, joinery mounted |  |  | 2 | ARCH-FFE | TRUE | FALSE | FALSE
FI | Fixtures and Fittings | DI | Dispensers and Holders |  | 356 | FIDI-356 | HOLDER: patient chart/medical record, trolley mounted |  |  | 3 | ARCH-FFE | TRUE | FALSE | FALSE
FI | Fixtures and Fittings | DI | Dispensers and Holders |  | 357 | FIDI-357 | HOLDER: patient chart/medical record, bed mounted |  |  | 3 | ARCH-FFE | TRUE | FALSE | FALSE
FI | Fixtures and Fittings | DI | Dispensers and Holders |  | 381 | FIDI-381 | FRAME: document, A5, wall mounted |  |  | 2 | ARCH-FFE | TRUE | FALSE | FALSE
FI | Fixtures and Fittings | DI | Dispensers and Holders |  | 382 | FIDI-382 | FRAME: document, A5, joinery mounted |  |  | 2 | ARCH-FFE | TRUE | FALSE | FALSE
FI | Fixtures and Fittings | DI | Dispensers and Holders |  | 386 | FIDI-386 | FRAME: document, A4, wall mounted | FIDI-042; FIDI-056 | HOLDER: document, A4 perspex; HOLDER: document, A4 | 2 | ARCH-FFE | TRUE | FALSE | TRUE
FI | Fixtures and Fittings | DI | Dispensers and Holders |  | 387 | FIDI-387 | FRAME: document, A4, joinery mounted |  |  | 2 | ARCH-FFE | TRUE | FALSE | FALSE
FI | Fixtures and Fittings | DI | Dispensers and Holders |  | 391 | FIDI-391 | FRAME: document, A3, wall mounted |  |  | 2 | ARCH-FFE | TRUE | FALSE | FALSE
FI | Fixtures and Fittings | DI | Dispensers and Holders |  | 392 | FIDI-392 | FRAME: document, A3, joinery mounted |  |  | 2 | ARCH-FFE | TRUE | FALSE | FALSE
FI | Fixtures and Fittings | DI | Dispensers and Holders |  | 251 | FIDI-251 | DISPENSER: alcohol-based hand rub, surgical, antimicrobial, chlorhexidine, wall mounted |  |  | 2 | ARCH-FFE | TRUE | FALSE | TRUE
FI | Fixtures and Fittings | DI | Dispensers and Holders |  | 266 | FIDI-266 | DISPENSER: hand wash, surgical, antimicrobial, wall mounted |  |  | 2 | ARCH-FFE | TRUE | FALSE | TRUE
FI | Fixtures and Fittings | DI | Dispensers and Holders | FIDI-266 | 01 | FIDI-266.01 | DISPENSER: hand wash, surgical, antimicrobial, chlorhexidine, wall mounted |  |  | 2 | ARCH-FFE | TRUE | FALSE | TRUE
FI | Fixtures and Fittings | DI | Dispensers and Holders | FIDI-266 | 02 | FIDI-266.02 | DISPENSER: hand wash, surgical, antimicrobial, povidone-iodine (PVI), wall mounted |  |  | 2 | ARCH-FFE | TRUE | FALSE | TRUE
FI | Fixtures and Fittings | DI | Dispensers and Holders |  | 257 | FIDI-257 | DISPENSER: soap, wall mounted, anti-ligature | FIDI-030 | DISPENSER: soap | 2 | ARCH-FFE | TRUE | FALSE | TRUE
FI | Fixtures and Fittings | GE | General |  | 009 | FIGE-009 | PLATFORM: equipment washing, wall mounted | FIGE-009 | PLATFORM: equipment washing, wall mounted | 1 | ARCH-FFE | TRUE | FALSE | FALSE
FI | Fixtures and Fittings | GE | General |  | 021 | FIGE-021 | BENCH SEAT: fixed, indoor, wall mounted | FIGE-003 | BENCH SEAT: fixed, indoor | 1 | ARCH-FFE | TRUE | FALSE | FALSE
FI | Fixtures and Fittings | GE | General |  | 022 | FIGE-022 | BENCH SEAT: fixed, indoor, floor mounted |  |  | 1 | ARCH-FFE | TRUE | FALSE | FALSE
FI | Fixtures and Fittings | GE | General |  | 026 | FIGE-026 | BENCH SEAT: fixed, outdoor, wall mounted | FIGE-005 | BENCH SEAT: fixed, outdoor | 1 | ARCH-FFE | TRUE | FALSE | FALSE
FI | Fixtures and Fittings | GE | General |  | 027 | FIGE-027 | BENCH SEAT: fixed, outdoor, floor mounted |  |  | 1 | ARCH-FFE | TRUE | FALSE | FALSE
FI | Fixtures and Fittings | GE | General |  | 031 | FIGE-031 | BENCH SEAT: fold up/down, wall mounted | FIGE-002 | BENCH SEAT: fixed, hop over, fold up/down | 1 | ARCH-FFE | TRUE | FALSE | FALSE
FI | Fixtures and Fittings | GE | General |  | 036 | FIGE-036 | BENCH SEAT: fold up/down, wet area, wall mounted | FIGE-001 | BENCH SEAT: fixed, fold up/down, wet area, wall mounted | 1 | ARCH-FFE | TRUE | FALSE | FALSE
FI | Fixtures and Fittings | GE | General |  | 041 | FIGE-041 | STEEL MESH: framed, ceiling mounted | FIRT-017 | STEEL MESH: framed, ceiling mount | 1 | ARCH-FFE | TRUE | FALSE | FALSE
FI | Fixtures and Fittings | GE | General |  | 042 | FIGE-042 | STEEL MESH: framed, wall mounted | FIRT-018 | STEEL MESH: framed, wall mount | 1 | ARCH-FFE | TRUE | FALSE | FALSE
FI | Fixtures and Fittings | GE | General |  | 037 | FIGE-037 | BENCH SEAT: fold up/down, with folding legs, wet area, wall mounted | FIGE-001 | BENCH SEAT: fixed, fold up/down, wet area, wall mounted | 1 | ARCH-FFE | TRUE | FALSE | TRUE
FI | Fixtures and Fittings | GE | General |  | 032 | FIGE-032 | BENCH SEAT: fold up/down, with folding legs, wall mounted | FIGE-002 | BENCH SEAT: fixed, hop over, fold up/down | 1 | ARCH-FFE | TRUE | FALSE | FALSE
FI | Fixtures and Fittings | HR | Hooks, Brackets and Racks |  | 026 | FIHR-026 | HOOK: coat | FIHR-026 | HOOK: coat | 1 | ARCH-FFE | TRUE | FALSE | TRUE
FI | Fixtures and Fittings | HR | Hooks, Brackets and Racks |  | 027 | FIHR-027 | HOOK: coat, collapsible, tamper proof, anti-ligature | FIHR-027 | HOOK: coat, collapsible, anti ligature | 1 | ARCH-FFE | TRUE | FALSE | TRUE
FI | Fixtures and Fittings | HR | Hooks, Brackets and Racks |  | 029 | FIHR-029 | HOOK: equipment | FIHR-029 | HOOK: equipment | 1 | ARCH-FFE | TRUE | FALSE | TRUE
FI | Fixtures and Fittings | HR | Hooks, Brackets and Racks |  | 030 | FIHR-030 | HOOK: equipment, patient slide | FIHR-030 | HOOK: equipment, on mounting plate | 1 | ARCH-FFE | TRUE | FALSE | TRUE
FI | Fixtures and Fittings | HR | Hooks, Brackets and Racks |  | 031 | FIHR-031 | HOOK: equipment, heavy duty | FIHR-031 | HOOK: heavy duty | 1 | ARCH-FFE | TRUE | FALSE | FALSE
FI | Fixtures and Fittings | HR | Hooks, Brackets and Racks |  | 034 | FIHR-034 | HOOK: mobility aid, crutch | FIHR-034 | PEGS: crutch | 1 | ARCH-FFE | TRUE | FALSE | FALSE
FI | Fixtures and Fittings | HR | Hooks, Brackets and Racks |  | 035 | FIHR-035 | RACK: mobility aid, crutch |  |  | 2 | ARCH-FFE | TRUE | FALSE | FALSE
FI | Fixtures and Fittings | HR | Hooks, Brackets and Racks |  | 039 | FIHR-039 | RACK: broom/mop, wall mounted | FIHR-039; FIHR-040; FIHR-049 | RACK: broom; RACK: broom/mop; RACK: mop; | 1 | ARCH-FFE | TRUE | FALSE | TRUE
FI | Fixtures and Fittings | HR | Hooks, Brackets and Racks |  | 041 | FIHR-041 | RACK: sheet material, wall mounted |  |  | 1 | ARCH-FFE | TRUE | FALSE | FALSE
FI | Fixtures and Fittings | HR | Hooks, Brackets and Racks |  | 042 | FIHR-042 | RACK: sheet material, joinery mounted | FIHR-043 | RACK: EVA, sheets storage | 1 | ARCH-FFE | TRUE | FALSE | FALSE
FI | Fixtures and Fittings | HR | Hooks, Brackets and Racks |  | 043 | FIHR-043 | RACK: sheet material, freestanding |  |  | 3 | ARCH-FFE | TRUE | FALSE | FALSE
FI | Fixtures and Fittings | HR | Hooks, Brackets and Racks |  | 046 | FIHR-046 | RACK: magazine/pamphlet, wall mounted | FIHR-045; FIHR-046; FIHR-047; FIHR-051 | RACK: magazine/pamphlet; RACK: magazine/pamphlet, small; RACK: magazine, wall mounted; RACK: pamphlet | 2 | ARCH-FFE | TRUE | FALSE | FALSE
FI | Fixtures and Fittings | HR | Hooks, Brackets and Racks |  | 056 | FIHR-056 | RACK: shoe, freestanding | FIHR-056 | RACK: shoe | 3 | ARCH-FFE | TRUE | FALSE | FALSE
FI | Fixtures and Fittings | HR | Hooks, Brackets and Racks |  | 057 | FIHR-057 | RACK: shoe, wall mounted |  |  | 1 | ARCH-FFE | TRUE | FALSE | FALSE
FI | Fixtures and Fittings | HR | Hooks, Brackets and Racks |  | 061 | FIHR-061 | RACK: boot, freestanding | FIHR-037 | RACK: boot | 3 | ARCH-FFE | TRUE | FALSE | FALSE
FI | Fixtures and Fittings | HR | Hooks, Brackets and Racks |  | 062 | FIHR-062 | RACK: boot, wall mounted |  |  | 1 | ARCH-FFE | TRUE | FALSE | FALSE
FI | Fixtures and Fittings | HR | Hooks, Brackets and Racks |  | 081 | FIHR-081 | RACK: bicycle, floor mounted | FIHR-036 | RACK: bicycle | 1 | ARCH-FFE | TRUE | FALSE | FALSE
FI | Fixtures and Fittings | HR | Hooks, Brackets and Racks |  | 082 | FIHR-082 | RACK: bicycle, wall mounted |  |  | 1 | ARCH-FFE | TRUE | FALSE | FALSE
FI | Fixtures and Fittings | HR | Hooks, Brackets and Racks |  | 083 | FIHR-083 | RACK: bicycle, wall mounted, vertical storage |  |  | 1 | ARCH-FFE | TRUE | FALSE | FALSE
FI | Fixtures and Fittings | HR | Hooks, Brackets and Racks |  | 091 | FIHR-091 | HOOK: anchor point, for attaching patient positioning device, wall mounted | FIHR-092 | HOOK: anchor, patient ladder | 1 | ARCH-FFE | TRUE | FALSE | FALSE
FI | Fixtures and Fittings | HR | Hooks, Brackets and Racks |  | 092 | FIHR-092 | HOOK: anchor point, for attaching patient positioning device, joinery mounted |  |  | 1 | ARCH-FFE | TRUE | FALSE | FALSE
FI | Fixtures and Fittings | HR | Hooks, Brackets and Racks |  | 093 | FIHR-093 | HOOK: anchor point, for attaching patient positioning device, ceiling mounted |  |  | 1 | ARCH-FFE | TRUE | FALSE | FALSE
FI | Fixtures and Fittings | HR | Hooks, Brackets and Racks |  | 101 | FIHR-101 | BRACKET: suction bottle, wall mounted | FIHR-019 | BRACKET: for suction bottle | 2 | ARCH-FFE | TRUE | FALSE | TRUE
FI | Fixtures and Fittings | HR | Hooks, Brackets and Racks |  | 102 | FIHR-102 | BRACKET: suction bottle, joinery mounted |  |  | 2 | ARCH-FFE | TRUE | FALSE | FALSE
FI | Fixtures and Fittings | HR | Hooks, Brackets and Racks |  | 103 | FIHR-103 | BRACKET: suction bottle, rail mounted |  |  | 2 | ARCH-FFE | TRUE | FALSE | FALSE
FI | Fixtures and Fittings | HR | Hooks, Brackets and Racks |  | 104 | FIHR-104 | BRACKET: suction bottle, pendant mounted |  |  | 2 | ARCH-FFE | TRUE | FALSE | TRUE
FI | Fixtures and Fittings | HR | Hooks, Brackets and Racks |  | 110 | FIHR-110 | BRACKET: sharps bin, wall mounted | FIHR-016 | BRACKET: for sharps bin | 2 | ARCH-FFE | TRUE | FALSE | TRUE
FI | Fixtures and Fittings | HR | Hooks, Brackets and Racks |  | 111 | FIHR-111 | BRACKET: sharps bin, joinery mounted |  |  | 2 | ARCH-FFE | TRUE | FALSE | TRUE
FI | Fixtures and Fittings | HR | Hooks, Brackets and Racks |  | 112 | FIHR-112 | BRACKET: sharps bin, pendant mounted |  |  | 2 | ARCH-FFE | TRUE | FALSE | FALSE
FI | Fixtures and Fittings | HR | Hooks, Brackets and Racks |  | 113 | FIHR-113 | BRACKET: sharps bin, trolley mounted |  |  | 2 | ARCH-FFE | TRUE | FALSE | TRUE
FI | Fixtures and Fittings | HR | Hooks, Brackets and Racks |  | 121 | FIHR-121 | RACK: lead apron, single, wall mounted | FIHR-091 | RACK: lead apron, single | 2 | ARCH-FFE | TRUE | FALSE | TRUE
FI | Fixtures and Fittings | HR | Hooks, Brackets and Racks |  | 122 | FIHR-122 | RACK: lead apron, single, joinery mounted |  |  | 2 | ARCH-FFE | TRUE | FALSE | FALSE
FI | Fixtures and Fittings | HR | Hooks, Brackets and Racks |  | 126 | FIHR-126 | RACK: lead apron, multi, wall mounted | FIHR-044 | RACK: lead apron | 2 | ARCH-FFE | TRUE | FALSE | TRUE
FI | Fixtures and Fittings | HR | Hooks, Brackets and Racks |  | 127 | FIHR-127 | RACK: lead apron, multi, joinery mounted |  |  | 2 | ARCH-FFE | TRUE | FALSE | FALSE
FI | Fixtures and Fittings | HR | Hooks, Brackets and Racks |  | 128 | FIHR-128 | RACK: lead apron, multi, mobile | FIHR-023 | HANGER: lead apron, mobile | 3 | ARCH-FFE | TRUE | FALSE | FALSE
FI | Fixtures and Fittings | HR | Hooks, Brackets and Racks |  | 131 | FIHR-131 | HOOK: catheter bag | FIHR-025 | HOOK: catheter bag | 1 | ARCH-FFE | TRUE | FALSE | FALSE
FI | Fixtures and Fittings | HR | Hooks, Brackets and Racks |  | 132 | FIHR-132 | HOOK: IV bag | FIHR-032 | HOOK: IV, wall mounted | 1 | ARCH-FFE | TRUE | FALSE | FALSE
FI | Fixtures and Fittings | HR | Hooks, Brackets and Racks |  | 141 | FIHR-141 | RACK: bed pan, wall mounted | FIHR-038 | RACK: bowl/basin | 1 | ARCH-FFE | TRUE | FALSE | FALSE
FI | Fixtures and Fittings | HR | Hooks, Brackets and Racks |  | 142 | FIHR-142 | RACK: urinal, wall mounted | FIHR-052 | RACK: pan | 1 | ARCH-FFE | TRUE | FALSE | FALSE
FI | Fixtures and Fittings | HR | Hooks, Brackets and Racks |  | 143 | FIHR-143 | RACK: bottle, wall mounted | FIHR-059; FIHR-069 | RACK: urinal; RACK: bottle | 1 | ARCH-FFE | TRUE | FALSE | TRUE
FI | Fixtures and Fittings | HR | Hooks, Brackets and Racks |  | 144 | FIHR-144 | RACK: urinal/bottle, wall mounted | FIHR-053 | RACK: pan & urinal | 1 | ARCH-FFE | TRUE | FALSE | FALSE
FI | Fixtures and Fittings | HR | Hooks, Brackets and Racks |  | 151 | FIHR-151 | PANEL: storage baskets, wall mounted | FIHR-033 | PANEL: for storage bins, wall mount | 2 | ARCH-FFE | TRUE | FALSE | TRUE
FI | Fixtures and Fittings | HR | Hooks, Brackets and Racks |  | 152 | FIHR-152 | PANEL: storage baskets, joinery mounted |  |  | 2 | ARCH-FFE | TRUE | FALSE | FALSE
FI | Fixtures and Fittings | HR | Hooks, Brackets and Racks |  | 161 | FIHR-161 | BRACKET: storage basket, wall mounted | FIHR-018; FIHR-022 | BRACKET: for wire baskets; BRACKET: for storage bins | 2 | ARCH-FFE | TRUE | FALSE | TRUE
FI | Fixtures and Fittings | HR | Hooks, Brackets and Racks |  | 162 | FIHR-162 | BRACKET: storage basket, joinery mounted |  |  | 2 | ARCH-FFE | TRUE | FALSE | FALSE
FI | Fixtures and Fittings | HR | Hooks, Brackets and Racks |  | 171 | FIHR-171 | BRACKET: gas cylinder, single, wall mounted | FIHR-008 | BRACKET: for gas cylinder, 1 cylinder | 1 | ARCH-FFE | TRUE | FALSE | TRUE
FI | Fixtures and Fittings | HR | Hooks, Brackets and Racks |  | 172 | FIHR-172 | BRACKET: gas cylinder, single, joinery mounted |  |  | 1 | ARCH-FFE | TRUE | FALSE | FALSE
FI | Fixtures and Fittings | HR | Hooks, Brackets and Racks |  | 173 | FIHR-173 | BRACKET: gas cylinder, single, trolley mounted | FIHR-090 | BRACKET: for oxygen cylinder, trolley mounted | 1 | ARCH-FFE | TRUE | FALSE | TRUE
FI | Fixtures and Fittings | HR | Hooks, Brackets and Racks |  | 176 | FIHR-176 | BRACKET: gas cylinder, double, wall mounted | FIHR-009 | BRACKET: for gas cylinder, 2 cylinder | 1 | ARCH-FFE | TRUE | FALSE | FALSE
FI | Fixtures and Fittings | HR | Hooks, Brackets and Racks |  | 181 | FIHR-181 | BRACKET: gas cylinder, triple, wall mounted |  |  | 1 | ARCH-FFE | TRUE | FALSE | FALSE
FI | Fixtures and Fittings | HR | Hooks, Brackets and Racks |  | 186 | FIHR-186 | BRACKET: gas cylinder, quad, wall mounted | FIHR-010 | BRACKET: for gas cylinder, 4 cylinder | 1 | ARCH-FFE | TRUE | FALSE | FALSE
FI | Fixtures and Fittings | HR | Hooks, Brackets and Racks |  | 191 | FIHR-191 | BRACKET: dryer, domestic, wall mounted | FIHR-007 | BRACKET: for dryer | 1 | ARCH-FFE | TRUE | FALSE | FALSE
FI | Fixtures and Fittings | HR | Hooks, Brackets and Racks |  | 192 | FIHR-192 | BRACKET: dryer, industrial, wall mounted |  |  | 1 | ARCH-FFE | TRUE | FALSE | FALSE
FI | Fixtures and Fittings | HR | Hooks, Brackets and Racks |  | 201 | FIHR-201 | BRACKET: central processing unit (CPU), under bench/desk | FIHR-075 | BRACKET: for computer CPU, underdesk mounted | 2 | ARCH-FFE | TRUE | FALSE | TRUE
FI | Fixtures and Fittings | HR | Hooks, Brackets and Racks |  | 202 | FIHR-202 | BRACKET: central processing unit (CPU), wall mounted |  |  | 2 | ARCH-FFE | TRUE | FALSE | FALSE
FI | Fixtures and Fittings | HR | Hooks, Brackets and Racks |  | 203 | FIHR-203 | BRACKET: central processing unit (CPU), joinery mounted |  |  | 2 | ARCH-FFE | TRUE | FALSE | FALSE
FI | Fixtures and Fittings | HR | Hooks, Brackets and Racks |  | 204 | FIHR-204 | BRACKET: central processing unit (CPU), ceiling mounted |  |  | 2 | ARCH-FFE | TRUE | FALSE | FALSE
FI | Fixtures and Fittings | HR | Hooks, Brackets and Racks |  | 205 | FIHR-205 | BRACKET: central processing unit (CPU), pendant mounted |  |  | 2 | ARCH-FFE | TRUE | FALSE | FALSE
FI | Fixtures and Fittings | HR | Hooks, Brackets and Racks |  | 206 | FIHR-206 | BRACKET: central processing unit (CPU), trolley/cart mounted |  |  | 2 | ARCH-FFE | TRUE | FALSE | FALSE
FI | Fixtures and Fittings | HR | Hooks, Brackets and Racks |  | 211 | FIHR-211 | BRACKET: computer display screen, single, articulated, bench/desk mounted | FIHR-087 | BRACKET: for display screen, single, desk mounted | 2 | ARCH-FFE | TRUE | FALSE | FALSE
FI | Fixtures and Fittings | HR | Hooks, Brackets and Racks |  | 212 | FIHR-212 | BRACKET: computer display screen, single, articulated, wall mounted | FIHR-005; FIHR-006; FIHR-066 | BRACKET: for display screen, PACS, wall mounted; BRACKET: for display screen, wall mounted; BRACKET: for display screen, wall mounted, articulated, adj height | 2 | ARCH-FFE | TRUE | FALSE | TRUE
FI | Fixtures and Fittings | HR | Hooks, Brackets and Racks |  | 213 | FIHR-213 | BRACKET: computer display screen, single, articulated, joinery mounted |  |  | 2 | ARCH-FFE | TRUE | FALSE | FALSE
FI | Fixtures and Fittings | HR | Hooks, Brackets and Racks |  | 214 | FIHR-214 | BRACKET: computer display screen, single, articulated, ceiling mounted | FIHR-004 | BRACKET: for display screen, ceiling mounted | 2 | ARCH-FFE | TRUE | FALSE | TRUE
FI | Fixtures and Fittings | HR | Hooks, Brackets and Racks |  | 215 | FIHR-215 | BRACKET: computer display screen, single articulated, pendant mounted |  |  | 2 | ARCH-FFE | TRUE | FALSE | TRUE
FI | Fixtures and Fittings | HR | Hooks, Brackets and Racks |  | 216 | FIHR-216 | BRACKET: computer display screen, single articulated, trolley/cart mounted |  |  | 2 | ARCH-FFE | TRUE | FALSE | FALSE
FI | Fixtures and Fittings | HR | Hooks, Brackets and Racks |  | 221 | FIHR-221 | BRACKET: computer display screen, dual, articulated, bench/desk mounted | FIHR-070 | BRACKET: for display screen, dual, desk mounted | 2 | ARCH-FFE | TRUE | FALSE | TRUE
FI | Fixtures and Fittings | HR | Hooks, Brackets and Racks |  | 222 | FIHR-222 | BRACKET: computer display screen, dual, articulated, wall mounted |  |  | 2 | ARCH-FFE | TRUE | FALSE | FALSE
FI | Fixtures and Fittings | HR | Hooks, Brackets and Racks |  | 223 | FIHR-223 | BRACKET: computer display screen, dual, articulated, joinery mounted |  |  | 2 | ARCH-FFE | TRUE | FALSE | FALSE
FI | Fixtures and Fittings | HR | Hooks, Brackets and Racks |  | 224 | FIHR-224 | BRACKET: computer display screen, dual, articulated, ceiling mounted |  |  | 2 | ARCH-FFE | TRUE | FALSE | FALSE
FI | Fixtures and Fittings | HR | Hooks, Brackets and Racks |  | 225 | FIHR-225 | BRACKET: computer display screen, dual, articulated, pendant mounted |  |  | 2 | ARCH-FFE | TRUE | FALSE | FALSE
FI | Fixtures and Fittings | HR | Hooks, Brackets and Racks |  | 226 | FIHR-226 | BRACKET: computer display screen, dual, articulated, trolley/cart mounted |  |  | 2 | ARCH-FFE | TRUE | FALSE | FALSE
FI | Fixtures and Fittings | HR | Hooks, Brackets and Racks |  | 231 | FIHR-231 | BRACKET: computer display screen, triple, articulated, bench/desk mounted | FIHR-076 | BRACKET: for display screen, triple, desk mounted | 2 | ARCH-FFE | TRUE | FALSE | TRUE
FI | Fixtures and Fittings | HR | Hooks, Brackets and Racks |  | 232 | FIHR-232 | BRACKET: computer display screen, triple, articulated, wall mounted |  |  | 2 | ARCH-FFE | TRUE | FALSE | FALSE
FI | Fixtures and Fittings | HR | Hooks, Brackets and Racks |  | 233 | FIHR-233 | BRACKET: computer display screen, triple, articulated, joinery mounted |  |  | 2 | ARCH-FFE | TRUE | FALSE | FALSE
FI | Fixtures and Fittings | HR | Hooks, Brackets and Racks |  | 234 | FIHR-234 | BRACKET: computer display screen, triple, articulated, ceiling mounted |  |  | 2 | ARCH-FFE | TRUE | FALSE | FALSE
FI | Fixtures and Fittings | HR | Hooks, Brackets and Racks |  | 235 | FIHR-235 | BRACKET: computer display screen, triple, articulated, pendant mounted |  |  | 2 | ARCH-FFE | TRUE | FALSE | FALSE
FI | Fixtures and Fittings | HR | Hooks, Brackets and Racks |  | 236 | FIHR-236 | BRACKET: computer display screen, triple, articulated, trolley/cart mounted |  |  | 2 | ARCH-FFE | TRUE | FALSE | FALSE
FI | Fixtures and Fittings | HR | Hooks, Brackets and Racks |  | 241 | FIHR-241 | BRACKET: computer display screen, quad, articulated, bench/desk mounted |  |  | 2 | ARCH-FFE | TRUE | FALSE | FALSE
FI | Fixtures and Fittings | HR | Hooks, Brackets and Racks |  | 242 | FIHR-242 | BRACKET: computer display screen, quad, articulated, wall mounted |  |  | 2 | ARCH-FFE | TRUE | FALSE | FALSE
FI | Fixtures and Fittings | HR | Hooks, Brackets and Racks |  | 243 | FIHR-243 | BRACKET: computer display screen, quad, articulated, joinery mounted |  |  | 2 | ARCH-FFE | TRUE | FALSE | FALSE
FI | Fixtures and Fittings | HR | Hooks, Brackets and Racks |  | 244 | FIHR-244 | BRACKET: computer display screen, quad, articulated, ceiling mounted |  |  | 2 | ARCH-FFE | TRUE | FALSE | FALSE
FI | Fixtures and Fittings | HR | Hooks, Brackets and Racks |  | 245 | FIHR-245 | BRACKET: computer display screen, quad, articulated, pendant mounted |  |  | 2 | ARCH-FFE | TRUE | FALSE | FALSE
FI | Fixtures and Fittings | HR | Hooks, Brackets and Racks |  | 246 | FIHR-246 | BRACKET: computer display screen, quad, articulated, trolley/cart mounted |  |  | 2 | ARCH-FFE | TRUE | FALSE | FALSE
FI | Fixtures and Fittings | HR | Hooks, Brackets and Racks |  | 251 | FIHR-251 | BRACKET: combined single computer display screen, central processing unit (CPU), keyboard and mouse, fixed height, wall mounted |  |  | 2 | ARCH-FFE | TRUE | FALSE | FALSE
FI | Fixtures and Fittings | HR | Hooks, Brackets and Racks |  | 252 | FIHR-252 | BRACKET: combined single computer display screen, central processing unit (CPU), keyboard and mouse, fixed height, joinery mounted |  |  | 2 | ARCH-FFE | TRUE | FALSE | FALSE
FI | Fixtures and Fittings | HR | Hooks, Brackets and Racks |  | 254 | FIHR-254 | BRACKET: combined single computer display screen, central processing unit (CPU), keyboard and mouse, articulated, wall mounted |  |  | 2 | ARCH-FFE | TRUE | FALSE | FALSE
FI | Fixtures and Fittings | HR | Hooks, Brackets and Racks |  | 255 | FIHR-255 | BRACKET: combined single computer display screen, central processing unit (CPU), keyboard and mouse, articulated, joinery mounted |  |  | 2 | ARCH-FFE | TRUE | FALSE | TRUE
FI | Fixtures and Fittings | HR | Hooks, Brackets and Racks |  | 257 | FIHR-257 | BRACKET: combined single computer display screen, central processing unit (CPU), keyboard and mouse, height adjustable, wall mounted |  |  | 2 | ARCH-FFE | TRUE | FALSE | FALSE
FI | Fixtures and Fittings | HR | Hooks, Brackets and Racks |  | 258 | FIHR-258 | BRACKET: combined single computer display screen, central processing unit (CPU), keyboard and mouse, height adjustable, joinery mounted |  |  | 2 | ARCH-FFE | TRUE | FALSE | FALSE
FI | Fixtures and Fittings | HR | Hooks, Brackets and Racks |  | 261 | FIHR-261 | BRACKET: combined dual computer display screen, central processing unit (CPU), keyboard and mouse, fixed height, wall mounted |  |  | 2 | ARCH-FFE | TRUE | FALSE | FALSE
FI | Fixtures and Fittings | HR | Hooks, Brackets and Racks |  | 262 | FIHR-262 | BRACKET: combined dual computer display screen, central processing unit (CPU), keyboard and mouse, fixed height, joinery mounted |  |  | 2 | ARCH-FFE | TRUE | FALSE | FALSE
FI | Fixtures and Fittings | HR | Hooks, Brackets and Racks |  | 264 | FIHR-264 | BRACKET: combined dual computer display screen, central processing unit (CPU), keyboard and mouse, articulated, wall mounted |  |  | 2 | ARCH-FFE | TRUE | FALSE | FALSE
FI | Fixtures and Fittings | HR | Hooks, Brackets and Racks |  | 265 | FIHR-265 | BRACKET: combined dual computer display screen, central processing unit (CPU), keyboard and mouse, articulated, joinery mounted |  |  | 2 | ARCH-FFE | TRUE | FALSE | FALSE
FI | Fixtures and Fittings | HR | Hooks, Brackets and Racks |  | 267 | FIHR-267 | BRACKET: combined dual computer display screen, central processing unit (CPU), keyboard and mouse, height adjustable, wall mounted |  |  | 2 | ARCH-FFE | TRUE | FALSE | FALSE
FI | Fixtures and Fittings | HR | Hooks, Brackets and Racks |  | 268 | FIHR-268 | BRACKET: combined dual computer display screen, central processing unit (CPU), keyboard and mouse, height adjustable, joinery mounted |  |  | 2 | ARCH-FFE | TRUE | FALSE | FALSE
FI | Fixtures and Fittings | HR | Hooks, Brackets and Racks |  | 291 | FIHR-291 | BRACKET: combined single screen all-in-one computer, keyboard and mouse, fixed height, wall mounted | FIHR-063 | BRACKET: for all-in-one computer, with keyboard shelf, wall mounted | 2 | ARCH-FFE | TRUE | FALSE | FALSE
FI | Fixtures and Fittings | HR | Hooks, Brackets and Racks |  | 292 | FIHR-292 | BRACKET: combined single screen all-in-one computer, keyboard and mouse, fixed height, joinery mounted |  |  | 2 | ARCH-FFE | TRUE | FALSE | FALSE
FI | Fixtures and Fittings | HR | Hooks, Brackets and Racks |  | 294 | FIHR-294 | BRACKET: combined single screen all-in-one computer, keyboard and mouse, articulated, wall mounted | FIHR-081 | BRACKET: for all-in-one computer, with keyboard shelf, wall mounted, articulated | 2 | ARCH-FFE | TRUE | FALSE | TRUE
FI | Fixtures and Fittings | HR | Hooks, Brackets and Racks |  | 295 | FIHR-295 | BRACKET: combined single screen all-in-one computer, keyboard and mouse, articulated, joinery mounted |  |  | 2 | ARCH-FFE | TRUE | FALSE | FALSE
FI | Fixtures and Fittings | HR | Hooks, Brackets and Racks |  | 296 | FIHR-296 | BRACKET: combined single screen all-in-one computer, keyboard and mouse, articulated, ceiling mounted |  |  | 2 | ARCH-FFE | TRUE | FALSE | FALSE
FI | Fixtures and Fittings | HR | Hooks, Brackets and Racks |  | 297 | FIHR-297 | BRACKET: combined single screen all-in-one computer, keyboard and mouse, height adjustable, wall mounted |  |  | 2 | ARCH-FFE | TRUE | FALSE | TRUE
FI | Fixtures and Fittings | HR | Hooks, Brackets and Racks |  | 298 | FIHR-298 | BRACKET: combined single screen all-in-one computer, keyboard and mouse, height adjustable, joinery mounted |  |  | 2 | ARCH-FFE | TRUE | FALSE | FALSE
FI | Fixtures and Fittings | HR | Hooks, Brackets and Racks |  | 299 | FIHR-299 | BRACKET: combined single screen all-in-one computer, keyboard and mouse, height adjustable, ceiling mounted |  |  | 2 | ARCH-FFE | TRUE | FALSE | FALSE
FI | Fixtures and Fittings | HR | Hooks, Brackets and Racks |  | 321 | FIHR-321 | BRACKET: keyboard and mouse, fixed height, under bench/desk |  |  | 2 | ARCH-FFE | TRUE | FALSE | FALSE
FI | Fixtures and Fittings | HR | Hooks, Brackets and Racks |  | 322 | FIHR-322 | BRACKET: keyboard and mouse, fixed height, wall mounted | FIHR-093 | BRACKET: keyboard shelf, wall mounted | 2 | ARCH-FFE | TRUE | FALSE | TRUE
FI | Fixtures and Fittings | HR | Hooks, Brackets and Racks |  | 323 | FIHR-323 | BRACKET: keyboard and mouse, fixed height, joinery mounted |  |  | 2 | ARCH-FFE | TRUE | FALSE | FALSE
FI | Fixtures and Fittings | HR | Hooks, Brackets and Racks |  | 326 | FIHR-326 | BRACKET: keyboard and mouse, articulated, under bench/desk |  |  | 2 | ARCH-FFE | TRUE | FALSE | FALSE
FI | Fixtures and Fittings | HR | Hooks, Brackets and Racks |  | 327 | FIHR-327 | BRACKET: keyboard and mouse, articulated, wall mounted |  |  | 2 | ARCH-FFE | TRUE | FALSE | TRUE
FI | Fixtures and Fittings | HR | Hooks, Brackets and Racks |  | 328 | FIHR-328 | BRACKET: keyboard and mouse, articulated, joinery mounted |  |  | 2 | ARCH-FFE | TRUE | FALSE | FALSE
FI | Fixtures and Fittings | HR | Hooks, Brackets and Racks |  | 331 | FIHR-331 | BRACKET: television/AV system display screen, single, fixed, wall mounted | FIHR-021 | BRACKET: for television set, wall mounted | 2 | ARCH-FFE | TRUE | FALSE | TRUE
FI | Fixtures and Fittings | HR | Hooks, Brackets and Racks |  | 332 | FIHR-332 | BRACKET: television/AV system display screen, single, fixed, joinery mounted |  |  | 2 | ARCH-FFE | TRUE | FALSE | TRUE
FI | Fixtures and Fittings | HR | Hooks, Brackets and Racks |  | 333 | FIHR-333 | BRACKET: television/AV system display screen, single, fixed, ceiling mounted | FIHR-020 | BRACKET: for television set, ceiling mounted | 2 | ARCH-FFE | TRUE | FALSE | TRUE
FI | Fixtures and Fittings | HR | Hooks, Brackets and Racks |  | 334 | FIHR-334 | BRACKET: television/AV system display screen, single, fixed, pendant mounted |  |  | 2 | ARCH-FFE | TRUE | FALSE | FALSE
FI | Fixtures and Fittings | HR | Hooks, Brackets and Racks |  | 341 | FIHR-341 | BRACKET: television/AV system display screen, single, articulated, wall mounted |  |  | 2 | ARCH-FFE | TRUE | FALSE | TRUE
FI | Fixtures and Fittings | HR | Hooks, Brackets and Racks |  | 342 | FIHR-342 | BRACKET: television/AV system display screen, single, articulated, joinery mounted |  |  | 2 | ARCH-FFE | TRUE | FALSE | FALSE
FI | Fixtures and Fittings | HR | Hooks, Brackets and Racks |  | 343 | FIHR-343 | BRACKET: television/AV system display screen, single, articulated, ceiling mounted |  |  | 2 | ARCH-FFE | TRUE | FALSE | FALSE
FI | Fixtures and Fittings | HR | Hooks, Brackets and Racks |  | 344 | FIHR-344 | BRACKET: television/AV system display screen, single, articulated, pendant mounted |  |  | 2 | ARCH-FFE | TRUE | FALSE | FALSE
FI | Fixtures and Fittings | HR | Hooks, Brackets and Racks |  | 351 | FIHR-351 | BRACKET: patient entertainment system, fixed, wall mounted |  |  | 2 | ARCH-FFE | TRUE | FALSE | FALSE
FI | Fixtures and Fittings | HR | Hooks, Brackets and Racks |  | 352 | FIHR-352 | BRACKET: patient entertainment system, fixed, joinery mounted |  |  | 2 | ARCH-FFE | TRUE | FALSE | FALSE
FI | Fixtures and Fittings | HR | Hooks, Brackets and Racks |  | 353 | FIHR-353 | BRACKET: patient entertainment system, fixed, ceiling mounted |  |  | 2 | ARCH-FFE | TRUE | FALSE | TRUE
FI | Fixtures and Fittings | HR | Hooks, Brackets and Racks |  | 356 | FIHR-356 | BRACKET: patient entertainment system, articulated arm, wall mounted |  |  | 2 | ARCH-FFE | TRUE | FALSE | FALSE
FI | Fixtures and Fittings | HR | Hooks, Brackets and Racks |  | 357 | FIHR-357 | BRACKET: patient entertainment system, articulated arm, joinery mounted |  |  | 2 | ARCH-FFE | TRUE | FALSE | FALSE
FI | Fixtures and Fittings | HR | Hooks, Brackets and Racks |  | 358 | FIHR-358 | BRACKET: patient entertainment system, articulated arm, ceiling mounted |  |  | 2 | ARCH-FFE | TRUE | FALSE | FALSE
FI | Fixtures and Fittings | HR | Hooks, Brackets and Racks |  | 359 | FIHR-359 | BRACKET: patient entertainment system, articulated arm, bed mounted |  |  | 2 | ARCH-FFE | TRUE | FALSE | FALSE
FI | Fixtures and Fittings | HR | Hooks, Brackets and Racks |  | 361 | FIHR-361 | BRACKET: telephone, wall mounted |  |  | 2 | ARCH-FFE | TRUE | FALSE | FALSE
FI | Fixtures and Fittings | HR | Hooks, Brackets and Racks |  | 362 | FIHR-362 | BRACKET: telephone, joinery mounted |  |  | 2 | ARCH-FFE | TRUE | FALSE | FALSE
FI | Fixtures and Fittings | HR | Hooks, Brackets and Racks |  | 381 | FIHR-381 | BRACKET: wireless access point, ceiling mounted |  |  | 2 | ARCH-FFE | TRUE | FALSE | FALSE
FI | Fixtures and Fittings | HR | Hooks, Brackets and Racks |  | 382 | FIHR-382 | BRACKET: wireless access point, wall mounted |  |  | 2 | ARCH-FFE | TRUE | FALSE | FALSE
FI | Fixtures and Fittings | HR | Hooks, Brackets and Racks |  | 401 | FIHR-401 | BRACKET: patient monitor, fixed, wall mounted | FIHR-011; FIHR-012; FIHR-013 | BRACKET: for monitor, wall mounted; BRACKET: for monitor, cardiac; BRACKET: for monitor, ECG | 2 | ARCH-FFE | TRUE | FALSE | TRUE
FI | Fixtures and Fittings | HR | Hooks, Brackets and Racks |  | 402 | FIHR-402 | BRACKET: patient monitor, fixed, joinery mounted |  |  | 2 | ARCH-FFE | TRUE | FALSE | FALSE
FI | Fixtures and Fittings | HR | Hooks, Brackets and Racks |  | 403 | FIHR-403 | BRACKET: patient monitor, fixed, ceiling mounted |  |  | 2 | ARCH-FFE | TRUE | FALSE | TRUE
FI | Fixtures and Fittings | HR | Hooks, Brackets and Racks |  | 404 | FIHR-404 | BRACKET: patient monitor, fixed, pendant mounted |  |  | 2 | ARCH-FFE | TRUE | FALSE | FALSE
FI | Fixtures and Fittings | HR | Hooks, Brackets and Racks |  | 408 | FIHR-408 | BRACKET: patient monitor, articulated, wall mounted | FIHR-067 | BRACKET: for monitor, wall mounted, articulated, adj height | 2 | ARCH-FFE | TRUE | FALSE | TRUE
FI | Fixtures and Fittings | HR | Hooks, Brackets and Racks |  | 409 | FIHR-409 | BRACKET: patient monitor, articulated, joinery mounted |  |  | 2 | ARCH-FFE | TRUE | FALSE | FALSE
FI | Fixtures and Fittings | HR | Hooks, Brackets and Racks |  | 410 | FIHR-410 | BRACKET: patient monitor, articulated, ceiling mounted |  |  | 2 | ARCH-FFE | TRUE | FALSE | FALSE
FI | Fixtures and Fittings | HR | Hooks, Brackets and Racks |  | 411 | FIHR-411 | BRACKET: patient monitor, articulated, pendant mounted |  |  | 2 | ARCH-FFE | TRUE | FALSE | TRUE
FI | Fixtures and Fittings | HR | Hooks, Brackets and Racks |  | 421 | FIHR-421 | BRACKET: ventilator, wall mounted |  |  | 2 | ARCH-FFE | TRUE | FALSE | FALSE
FI | Fixtures and Fittings | HR | Hooks, Brackets and Racks |  | 422 | FIHR-422 | BRACKET: ventilator, joinery mounted |  |  | 2 | ARCH-FFE | TRUE | FALSE | FALSE
FI | Fixtures and Fittings | HR | Hooks, Brackets and Racks |  | 423 | FIHR-423 | BRACKET: ventilator, pendant mounted |  |  | 2 | ARCH-FFE | TRUE | FALSE | TRUE
FI | Fixtures and Fittings | HR | Hooks, Brackets and Racks |  | 426 | FIHR-426 | BRACKET: ventilator, continuous positive airway pressure (CPAP), wall mounted | FIHR-086 | BRACKET: for CPAP ventilator, wall mounted | 2 | ARCH-FFE | TRUE | FALSE | FALSE
FI | Fixtures and Fittings | HR | Hooks, Brackets and Racks |  | 427 | FIHR-427 | BRACKET: ventilator, continuous positive airway pressure (CPAP), joinery mounted |  |  | 2 | ARCH-FFE | TRUE | FALSE | FALSE
FI | Fixtures and Fittings | HR | Hooks, Brackets and Racks |  | 428 | FIHR-428 | BRACKET: ventilator, continuous positive airway pressure (CPAP), pendant mounted |  |  | 2 | ARCH-FFE | TRUE | FALSE | TRUE
FI | Fixtures and Fittings | HR | Hooks, Brackets and Racks |  | 441 | FIHR-441 | BRACKET: mixer, oxygen and medical air, wall mounted | FIHR-084 | BRACKET: for oxygen and air mixer | 2 | ARCH-FFE | TRUE | FALSE | FALSE
FI | Fixtures and Fittings | HR | Hooks, Brackets and Racks |  | 442 | FIHR-442 | BRACKET: mixer, oxygen and medical air, joinery mounted |  |  | 2 | ARCH-FFE | TRUE | FALSE | FALSE
FI | Fixtures and Fittings | HR | Hooks, Brackets and Racks |  | 446 | FIHR-446 | BRACKET: mixer, oxygen and nitrous oxide, wall mounted |  |  | 2 | ARCH-FFE | TRUE | FALSE | FALSE
FI | Fixtures and Fittings | HR | Hooks, Brackets and Racks |  | 447 | FIHR-447 | BRACKET: mixer, oxygen and nitrous oxide, joinery mounted |  |  | 2 | ARCH-FFE | TRUE | FALSE | FALSE
FI | Fixtures and Fittings | HR | Hooks, Brackets and Racks |  | 481 | FIHR-481 | BRACKET: sling, arm support, ceiling mounted | MMGE-169 | SLING: arm, dynamic, ceiling mounted | 2 | ARCH-FFE | TRUE | FALSE | TRUE
FI | Fixtures and Fittings | HR | Hooks, Brackets and Racks |  | 145 | FIHR-145 | RACK: bed pan and urinal/bottle, wall mounted |  |  | 1 | ARCH-FFE | TRUE | FALSE | FALSE
FI | Fixtures and Fittings | HR | Hooks, Brackets and Racks |  | 146 | FIHR-146 | RACK: bowl/basin |  |  | 1 | ARCH-FFE | TRUE | FALSE | FALSE
FI | Fixtures and Fittings | HR | Hooks, Brackets and Racks |  | 116 | FIHR-116 | BRACKET: waste bag, wall mounted |  |  | 2 | ARCH-FFE | TRUE | FALSE | FALSE
FI | Fixtures and Fittings | RT | Rails and Tracks |  | 051 | FIRT-051 | TRACK: curtain, privacy |  |  | 1 | ARCH-FFE | TRUE | FALSE | TRUE
FI | Fixtures and Fittings | RT | Rails and Tracks |  | 056 | FIRT-056 | TRACK: curtain, privacy, recessed/collapsible, anti-ligature |  |  | 1 | ARCH-FFE | TRUE | FALSE | FALSE
FI | Fixtures and Fittings | RT | Rails and Tracks |  | 061 | FIRT-061 | TRACK: curtain, shower |  |  | 1 | ARCH-FFE | TRUE | FALSE | TRUE
FI | Fixtures and Fittings | RT | Rails and Tracks |  | 066 | FIRT-066 | TRACK: curtain, shower, recessed/collapsible, anti-ligature |  |  | 1 | ARCH-FFE | TRUE | FALSE | TRUE
FI | Fixtures and Fittings | RT | Rails and Tracks |  | 071 | FIRT-071 | TRACK: curtain, window |  |  | 1 | ARCH-FFE | TRUE | FALSE | FALSE
FI | Fixtures and Fittings | RT | Rails and Tracks |  | 076 | FIRT-076 | TRACK: curtain, window, recessed/collapsable, anti-ligature |  |  | 1 | ARCH-FFE | TRUE | FALSE | FALSE
FI | Fixtures and Fittings | RT | Rails and Tracks |  | 091 | FIRT-091 | TRACK: IV, ceiling mounted |  |  | 1 | ARCH-FFE | TRUE | FALSE | TRUE
FI | Fixtures and Fittings | RT | Rails and Tracks |  | 101 | FIRT-101 | GRAB RAIL: straight, horizontal | FIRT-005 | GRAB RAIL: stainless steel | 1 | ARCH-FFE | TRUE | FALSE | TRUE
FI | Fixtures and Fittings | RT | Rails and Tracks |  | 102 | FIRT-102 | GRAB RAIL: straight, horizontal, tamper proof, anti-ligature |  |  | 1 | ARCH-FFE | TRUE | FALSE | FALSE
FI | Fixtures and Fittings | RT | Rails and Tracks |  | 103 | FIRT-103 | GRAB RAIL: straight, vertical |  |  | 1 | ARCH-FFE | TRUE | FALSE | FALSE
FI | Fixtures and Fittings | RT | Rails and Tracks |  | 104 | FIRT-104 | GRAB RAIL: straight, vertical, tamper proof, anti-ligature |  |  | 1 | ARCH-FFE | TRUE | FALSE | FALSE
FI | Fixtures and Fittings | RT | Rails and Tracks |  | 105 | FIRT-105 | GRAB RAIL: 90 degree | FIRT-048 | GRAB RAIL: L-shaped | 1 | ARCH-FFE | TRUE | FALSE | FALSE
FI | Fixtures and Fittings | RT | Rails and Tracks |  | 106 | FIRT-106 | GRAB RAIL: 90 degree, wrap around corner |  |  | 1 | ARCH-FFE | TRUE | FALSE | FALSE
FI | Fixtures and Fittings | RT | Rails and Tracks |  | 107 | FIRT-107 | GRAB RAIL: 90 degree, tamper proof, anti-ligature |  |  | 1 | ARCH-FFE | TRUE | FALSE | FALSE
FI | Fixtures and Fittings | RT | Rails and Tracks |  | 111 | FIRT-111 | GRAB RAIL: 30 degree |  |  | 1 | ARCH-FFE | TRUE | FALSE | FALSE
FI | Fixtures and Fittings | RT | Rails and Tracks |  | 112 | FIRT-112 | GRAB RAIL: 30 degree, wrap around corner |  |  | 1 | ARCH-FFE | TRUE | FALSE | FALSE
FI | Fixtures and Fittings | RT | Rails and Tracks |  | 116 | FIRT-116 | GRAB RAIL: U-shaped, floor mounted | FIRT-046 | GRAB RAIL: stainless steel, freestanding | 1 | ARCH-FFE | TRUE | FALSE | FALSE
FI | Fixtures and Fittings | RT | Rails and Tracks |  | 117 | FIRT-117 | GRAB RAIL: L-shaped, floor and wall mounted |  |  | 1 | ARCH-FFE | TRUE | FALSE | FALSE
FI | Fixtures and Fittings | RT | Rails and Tracks |  | 121 | FIRT-121 | GRAB RAIL: toilet, straight, horizontal |  |  | 1 | ARCH-FFE | TRUE | FALSE | TRUE
FI | Fixtures and Fittings | RT | Rails and Tracks |  | 122 | FIRT-122 | GRAB RAIL: toilet, straight, horizontal, tamper proof, anti-ligature |  |  | 1 | ARCH-FFE | TRUE | FALSE | FALSE
FI | Fixtures and Fittings | RT | Rails and Tracks |  | 123 | FIRT-123 | GRAB RAIL: toilet, straight, vertical |  |  | 1 | ARCH-FFE | TRUE | FALSE | FALSE
FI | Fixtures and Fittings | RT | Rails and Tracks |  | 124 | FIRT-124 | GRAB RAIL: toilet, straight, vertical, tamper proof, anti-ligature |  |  | 1 | ARCH-FFE | TRUE | FALSE | TRUE
FI | Fixtures and Fittings | RT | Rails and Tracks |  | 125 | FIRT-125 | GRAB RAIL: toilet, 90 degree | FIRT-006 | GRAB RAIL: WC | 1 | ARCH-FFE | TRUE | FALSE | TRUE
FI | Fixtures and Fittings | RT | Rails and Tracks |  | 126 | FIRT-126 | GRAB RAIL: toilet, 90 degree, wrap around corner |  |  | 1 | ARCH-FFE | TRUE | FALSE | FALSE
FI | Fixtures and Fittings | RT | Rails and Tracks |  | 127 | FIRT-127 | GRAB RAIL: toilet, 90 degree, wrap around corner, with backrest |  |  | 1 | ARCH-FFE | TRUE | FALSE | FALSE
FI | Fixtures and Fittings | RT | Rails and Tracks |  | 128 | FIRT-128 | GRAB RAIL: toilet, 90 degree, tamper proof, anti-ligature |  |  | 1 | ARCH-FFE | TRUE | FALSE | FALSE
FI | Fixtures and Fittings | RT | Rails and Tracks |  | 131 | FIRT-131 | GRAB RAIL: toilet, 30 degree |  |  | 1 | ARCH-FFE | TRUE | FALSE | FALSE
FI | Fixtures and Fittings | RT | Rails and Tracks |  | 132 | FIRT-132 | GRAB RAIL: toilet, 30 degree, wrap around corner |  |  | 1 | ARCH-FFE | TRUE | FALSE | FALSE
FI | Fixtures and Fittings | RT | Rails and Tracks |  | 133 | FIRT-133 | GRAB RAIL: toilet, 30 degree, wrap around corner, with backrest |  |  | 1 | ARCH-FFE | TRUE | FALSE | FALSE
FI | Fixtures and Fittings | RT | Rails and Tracks |  | 136 | FIRT-136 | GRAB RAIL: toilet, drop down | FIRT-008 | GRAB RAIL: WC, hinged | 1 | ARCH-FFE | TRUE | FALSE | TRUE
FI | Fixtures and Fittings | RT | Rails and Tracks |  | 137 | FIRT-137 | GRAB RAIL: toilet, drop down, with holder for toilet roll |  |  | 1 | ARCH-FFE | TRUE | FALSE | TRUE
FI | Fixtures and Fittings | RT | Rails and Tracks |  | 138 | FIRT-138 | GRAB RAIL: toilet, drop down, with bracket for nurse call button |  |  | 1 | ARCH-FFE | TRUE | FALSE | TRUE
FI | Fixtures and Fittings | RT | Rails and Tracks |  | 141 | FIRT-141 | GRAB RAIL: toilet, drop down with folding leg |  |  | 1 | ARCH-FFE | TRUE | FALSE | FALSE
FI | Fixtures and Fittings | RT | Rails and Tracks |  | 142 | FIRT-142 | GRAB RAIL: toilet, drop down with folding leg, with holder for toilet roll |  |  | 1 | ARCH-FFE | TRUE | FALSE | TRUE
FI | Fixtures and Fittings | RT | Rails and Tracks |  | 143 | FIRT-143 | GRAB RAIL: toilet, drop down with folding leg, with bracket for nurse call button |  |  | 1 | ARCH-FFE | TRUE | FALSE | TRUE
FI | Fixtures and Fittings | RT | Rails and Tracks |  | 146 | FIRT-146 | BACK REST: toilet, accessible | FIGE-011 | BACKREST: accessible toilet | 1 | ARCH-FFE | TRUE | FALSE | TRUE
FI | Fixtures and Fittings | RT | Rails and Tracks |  | 151 | FIRT-151 | GRAB RAIL: shower, straight, horizontal | FIRT-003 | GRAB RAIL: shower, horizontal | 1 | ARCH-FFE | TRUE | FALSE | TRUE
FI | Fixtures and Fittings | RT | Rails and Tracks |  | 152 | FIRT-152 | GRAB RAIL: shower, straight, horizontal, tamper proof, anti-ligature |  |  | 1 | ARCH-FFE | TRUE | FALSE | FALSE
FI | Fixtures and Fittings | RT | Rails and Tracks |  | 153 | FIRT-153 | GRAB RAIL: shower, straight, vertical |  |  | 1 | ARCH-FFE | TRUE | FALSE | FALSE
FI | Fixtures and Fittings | RT | Rails and Tracks |  | 154 | FIRT-154 | GRAB RAIL: shower, straight, vertical, tamper proof, anti-ligature | FIRT-004 | GRAB RAIL: shower, anti ligature | 1 | ARCH-FFE | TRUE | FALSE | TRUE
FI | Fixtures and Fittings | RT | Rails and Tracks |  | 155 | FIRT-155 | GRAB RAIL: shower, 90 degree |  |  | 1 | ARCH-FFE | TRUE | FALSE | FALSE
FI | Fixtures and Fittings | RT | Rails and Tracks |  | 156 | FIRT-156 | GRAB RAIL: shower, 90 degree, wrap around corner |  |  | 1 | ARCH-FFE | TRUE | FALSE | FALSE
FI | Fixtures and Fittings | RT | Rails and Tracks |  | 157 | FIRT-157 | GRAB RAIL: shower, 90 degree, tamper proof, anti-ligature |  |  | 1 | ARCH-FFE | TRUE | FALSE | FALSE
FI | Fixtures and Fittings | RT | Rails and Tracks |  | 161 | FIRT-161 | GRAB RAIL: shower, 30 degree |  |  | 1 | ARCH-FFE | TRUE | FALSE | FALSE
FI | Fixtures and Fittings | RT | Rails and Tracks |  | 162 | FIRT-162 | GRAB RAIL: shower, 30 degree, wrap around corner |  |  | 1 | ARCH-FFE | TRUE | FALSE | FALSE
FI | Fixtures and Fittings | RT | Rails and Tracks |  | 166 | FIRT-166 | GRAB RAIL: shower, T-shaped, vertical and horizontal | FIRT-045 | GRAB RAIL: shower, horizontal and vertical | 1 | ARCH-FFE | TRUE | FALSE | FALSE
FI | Fixtures and Fittings | RT | Rails and Tracks |  | 167 | FIRT-167 | GRAB RAIL: shower, T-shaped, vertical and horizontal, wrap around corner |  |  | 1 | ARCH-FFE | TRUE | FALSE | FALSE
FI | Fixtures and Fittings | RT | Rails and Tracks |  | 171 | FIRT-171 | GRAB RAIL: bath, straight, horizontal | FIRT-001 | GRAB RAIL: bath | 1 | ARCH-FFE | TRUE | FALSE | FALSE
FI | Fixtures and Fittings | RT | Rails and Tracks |  | 173 | FIRT-173 | GRAB RAIL: bath, straight, vertical | FIRT-044 | GRAB RAIL: bath, vertical | 1 | ARCH-FFE | TRUE | FALSE | FALSE
FI | Fixtures and Fittings | RT | Rails and Tracks |  | 175 | FIRT-175 | GRAB RAIL: bath, 90 degree |  |  | 1 | ARCH-FFE | TRUE | FALSE | FALSE
FI | Fixtures and Fittings | RT | Rails and Tracks |  | 181 | FIRT-181 | GRAB RAIL: bath, 30 degree |  |  | 1 | ARCH-FFE | TRUE | FALSE | FALSE
FI | Fixtures and Fittings | RT | Rails and Tracks |  | 201 | FIRT-201 | RAIL: hand towel, wall mounted |  |  | 1 | ARCH-FFE | TRUE | FALSE | FALSE
FI | Fixtures and Fittings | RT | Rails and Tracks |  | 202 | FIRT-202 | RAIL: hand towel, joinery mounted |  |  | 2 | ARCH-FFE | TRUE | FALSE | FALSE
FI | Fixtures and Fittings | RT | Rails and Tracks |  | 206 | FIRT-206 | RAIL: towel, wall mounted | FIRT-016 | RAIL: towel | 1 | ARCH-FFE | TRUE | FALSE | FALSE
FI | Fixtures and Fittings | RT | Rails and Tracks |  | 207 | FIRT-207 | RAIL: towel, joinery mounted |  |  | 2 | ARCH-FFE | TRUE | FALSE | FALSE
FI | Fixtures and Fittings | RT | Rails and Tracks |  | 221 | FIRT-221 | RAIL: equipment charging, wall mounted horizontal | FIRT-043 | RAIL: equipment - horizontal | 1 | ARCH-FFE | TRUE | FALSE | FALSE
FI | Fixtures and Fittings | RT | Rails and Tracks |  | 222 | FIRT-222 | RAIL: equipment charging, wall mounted vertical | FIRT-012 | RAIL: equipment | 1 | ARCH-FFE | TRUE | FALSE | TRUE
FI | Fixtures and Fittings | RT | Rails and Tracks |  | 241 | FIRT-241 | RAIL: equipment, wall mounted, horizontal |  |  | 1 | ARCH-FFE | TRUE | FALSE | FALSE
FI | Fixtures and Fittings | RT | Rails and Tracks |  | 242 | FIRT-242 | RAIL: equipment, joinery mounted, horizontal |  |  | 1 | ARCH-FFE | TRUE | FALSE | FALSE
FI | Fixtures and Fittings | RT | Rails and Tracks |  | 243 | FIRT-243 | RAIL: equipment, wall mounted, vertical |  |  | 1 | ARCH-FFE | TRUE | FALSE | FALSE
FI | Fixtures and Fittings | RT | Rails and Tracks |  | 244 | FIRT-244 | RAIL: equipment, joinery mounted, vertical |  |  | 1 | ARCH-FFE | TRUE | FALSE | FALSE
FI | Fixtures and Fittings | RT | Rails and Tracks | FIRT-051 | 01 | FIRT-051.01 | TRACK: curtain, privacy, straight | FIRT-031 | TRACK: curtain, privacy | 1 | ARCH-FFE | TRUE | FALSE | TRUE
FI | Fixtures and Fittings | RT | Rails and Tracks | FIRT-051 | 02 | FIRT-051.02 | TRACK: curtain, privacy, L-shaped | FIRT-032 | TRACK: curtain, privacy, L shaped | 1 | ARCH-FFE | TRUE | FALSE | TRUE
FI | Fixtures and Fittings | RT | Rails and Tracks | FIRT-051 | 03 | FIRT-051.03 | TRACK: curtain, privacy, U-shaped | FIRT-047 | TRACK: curtain, privacy, U shaped | 1 | ARCH-FFE | TRUE | FALSE | TRUE
FI | Fixtures and Fittings | RT | Rails and Tracks | FIRT-051 | 04 | FIRT-051.04 | TRACK: curtain, privacy, Z-shaped | FIRT-039 | TRACK: curtain, privacy, Z shaped, angled | 1 | ARCH-FFE | TRUE | FALSE | TRUE
FI | Fixtures and Fittings | RT | Rails and Tracks | FIRT-056 | 01 | FIRT-056.01 | TRACK: curtain, privacy, recessed/collapsible, anti-ligature, straight |  |  | 1 | ARCH-FFE | TRUE | FALSE | FALSE
FI | Fixtures and Fittings | RT | Rails and Tracks | FIRT-056 | 02 | FIRT-056.02 | TRACK: curtain, privacy, recessed/collapsible, anti-ligature, L-shaped |  |  | 1 | ARCH-FFE | TRUE | FALSE | FALSE
FI | Fixtures and Fittings | RT | Rails and Tracks | FIRT-056 | 03 | FIRT-056.03 | TRACK: curtain, privacy, recessed/collapsible, anti-ligature, U-shaped |  |  | 1 | ARCH-FFE | TRUE | FALSE | FALSE
FI | Fixtures and Fittings | RT | Rails and Tracks | FIRT-056 | 04 | FIRT-056.04 | TRACK: curtain, privacy, recessed/collapsible, anti-ligature, Z-shaped |  |  | 1 | ARCH-FFE | TRUE | FALSE | FALSE
FI | Fixtures and Fittings | RT | Rails and Tracks | FIRT-061 | 01 | FIRT-061.01 | TRACK: curtain, shower, straight | FIRT-033 | TRACK: curtain, shower | 1 | ARCH-FFE | TRUE | FALSE | FALSE
FI | Fixtures and Fittings | RT | Rails and Tracks | FIRT-061 | 02 | FIRT-061.02 | TRACK: curtain, shower, L-shaped | FIRT-034 | TRACK: curtain, shower, 90 deg | 1 | ARCH-FFE | TRUE | FALSE | FALSE
FI | Fixtures and Fittings | RT | Rails and Tracks | FIRT-061 | 03 | FIRT-061.03 | TRACK: curtain, shower, U-shaped |  |  | 1 | ARCH-FFE | TRUE | FALSE | FALSE
FI | Fixtures and Fittings | RT | Rails and Tracks | FIRT-066 | 01 | FIRT-066.01 | TRACK: curtain, shower, recessed/collapsible, anti-ligature, straight |  |  | 1 | ARCH-FFE | TRUE | FALSE | FALSE
FI | Fixtures and Fittings | RT | Rails and Tracks | FIRT-066 | 02 | FIRT-066.02 | TRACK: curtain, shower, recessed/collapsible, anti-ligature, L-shaped |  |  | 1 | ARCH-FFE | TRUE | FALSE | FALSE
FI | Fixtures and Fittings | RT | Rails and Tracks | FIRT-066 | 03 | FIRT-066.03 | TRACK: curtain, shower, recessed/collapsible, anti-ligature, U-shaped |  |  | 1 | ARCH-FFE | TRUE | FALSE | FALSE
FI | Fixtures and Fittings | RT | Rails and Tracks | FIRT-071 | 01 | FIRT-071.01 | TRACK: curtain, window, straight |  |  | 1 | ARCH-FFE | TRUE | FALSE | FALSE
FI | Fixtures and Fittings | RT | Rails and Tracks | FIRT-071 | 02 | FIRT-071.02 | TRACK: curtain, window, L-shape |  |  | 1 | ARCH-FFE | TRUE | FALSE | FALSE
FI | Fixtures and Fittings | RT | Rails and Tracks | FIRT-076 | 01 | FIRT-076.01 | TRACK: curtain, window, recessed/collapsible, anti-ligature, straight | FIRT-035 | TRACK: curtain, window, collapsible, anti ligature | 1 | ARCH-FFE | TRUE | FALSE | FALSE
FI | Fixtures and Fittings | RT | Rails and Tracks | FIRT-076 | 02 | FIRT-076.02 | TRACK: curtain, window, recessed/collapsible, anti-ligature, L-shape |  |  | 1 | ARCH-FFE | TRUE | FALSE | FALSE
FI | Fixtures and Fittings | RT | Rails and Tracks | FIRT-076 | 03 | FIRT-076.03 | TRACK: curtain, window, recessed/collapsible, anti-ligature, U-shape |  |  | 1 | ARCH-FFE | TRUE | FALSE | FALSE
FI | Fixtures and Fittings | RT | Rails and Tracks | FIRT-091 | 01 | FIRT-091.01 | TRACK: IV, ceiling mounted, straight | FIRT-038 | TRACK: ceiling mounted, IV, straight | 1 | ARCH-FFE | TRUE | FALSE | FALSE
FI | Fixtures and Fittings | RT | Rails and Tracks | FIRT-091 | 02 | FIRT-091.02 | TRACK: IV, ceiling mounted, L-shape |  |  | 1 | ARCH-FFE | TRUE | FALSE | FALSE
FI | Fixtures and Fittings | RT | Rails and Tracks | FIRT-091 | 03 | FIRT-091.03 | TRACK: IV, ceiling mounted, U-shape | FIRT-020 | TRACK: ceiling mounted, IV | 1 | ARCH-FFE | TRUE | FALSE | FALSE
FI | Fixtures and Fittings | RT | Rails and Tracks | FIRT-091 | 04 | FIRT-091.04 | TRACK: IV, ceiling mounted, Z-shape |  |  | 1 | ARCH-FFE | TRUE | FALSE | FALSE
FI | Fixtures and Fittings | RT | Rails and Tracks | FIRT-091 | 05 | FIRT-091.05 | TRACK: IV, ceiling mounted, oval |  |  | 1 | ARCH-FFE | TRUE | FALSE | FALSE
FL | Floors, Floor Finishes and Skirtings | CP | Carpet |  | 001 | FLCP-001 | FLOOR FINISH: carpet, broadloom | FLCP-002 | FLOOR FINISH: carpet, broadloom, 100 % wool | 1 | INDES | TRUE | FALSE | FALSE
FL | Floors, Floor Finishes and Skirtings | CP | Carpet |  | 004 | FLCP-004 | FLOOR FINISH: carpet broadloom, decorative feature | FLCP-004 | FLOOR FINISH: carpet, broadloom, decorative feature, 90/10 wool/nylon | 1 | INDES | TRUE | FALSE | FALSE
FL | Floors, Floor Finishes and Skirtings | CP | Carpet |  | 006 | FLCP-006 | FLOOR FINISH: carpet tiles | FLCP-006 | FLOOR FINISH: carpet, carpet tiles, 90/10 wool/nylon | 1 | INDES | TRUE | FALSE | TRUE
FL | Floors, Floor Finishes and Skirtings | CP | Carpet |  | 009 | FLCP-009 | FLOOR FINISH: carpet tiles, decorative feature |  |  | 1 | INDES | TRUE | FALSE | FALSE
FL | Floors, Floor Finishes and Skirtings | GE | General |  | 001 | FLGE-001 | FLOOR FINISH: concrete, paint | FLGE-001 | FLOOR FINISH: concrete, paint, acrylic | 1 | INDES | TRUE | FALSE | FALSE
FL | Floors, Floor Finishes and Skirtings | GE | General |  | 002 | FLGE-002 | FLOOR FINISH: concrete, paving | FLGE-002 | FLOOR FINISH: concrete, paving, prefinished | 1 | INDES | TRUE | FALSE | FALSE
FL | Floors, Floor Finishes and Skirtings | GE | General |  | 003 | FLGE-003 | FLOOR FINISH: concrete, trowel finished, sealed | FLGE-003 | FLOOR FINISH: concrete, sealed, trowel | 1 | INDES | TRUE | FALSE | TRUE
FL | Floors, Floor Finishes and Skirtings | GE | General |  | 004 | FLGE-004 | FLOOR FINISH: concrete, epoxy coating | FLGE-004 | FLOOR FINISH: epoxy resin, coved | 1 | INDES | TRUE | FALSE | FALSE
FL | Floors, Floor Finishes and Skirtings | GE | General |  | 005 | FLGE-005 | FLOOR FINISH: concrete, polished |  |  | 1 | INDES | TRUE | FALSE | FALSE
FL | Floors, Floor Finishes and Skirtings | GE | General |  | 021 | FLGE-021 | FLOOR FINISH: terrazzo, standard slip resistance |  |  | 1 | INDES | TRUE | FALSE | FALSE
FL | Floors, Floor Finishes and Skirtings | GE | General |  | 031 | FLGE-031 | FLOOR FINISH: timber, solid, sealed, clear finish |  |  | 1 | INDES | TRUE | FALSE | FALSE
FL | Floors, Floor Finishes and Skirtings | GE | General |  | 036 | FLGE-036 | FLOOR FINISH: timber, engineered, sealed, clear finish |  |  | 1 | INDES | TRUE | FALSE | FALSE
FL | Floors, Floor Finishes and Skirtings | GE | General |  | 081 | FLGE-081 | FLOOR FINISH: entrance matting, recessed, indoor | FLGE-016 | FLOOR MAT: recessed, composite slip resistant | 1 | INDES | TRUE | FALSE | FALSE
FL | Floors, Floor Finishes and Skirtings | GE | General |  | 082 | FLGE-082 | FLOOR FINISH: entrance matting, bevelled edge, indoor |  |  | 1 | INDES | TRUE | FALSE | FALSE
FL | Floors, Floor Finishes and Skirtings | GE | General |  | 086 | FLGE-086 | FLOOR FINISH: entrance matting, recessed, outdoor |  |  | 1 | INDES | TRUE | FALSE | FALSE
FL | Floors, Floor Finishes and Skirtings | GE | General |  | 087 | FLGE-087 | FLOOR FINISH: entrance matting, bevelled edge, outdoor |  |  | 1 | INDES | TRUE | FALSE | FALSE
FL | Floors, Floor Finishes and Skirtings | GE | General |  | 091 | FLGE-091 | FLOOR FINISH: cool room panels, prefinished | FLGE-007 | FLOOR FINISH: metal, coolroom panels, prefinished | 1 | INDES | TRUE | FALSE | FALSE
FL | Floors, Floor Finishes and Skirtings | GE | General |  | 101 | FLGE-101 | TACTILE INDICATORS: warning, indoor |  |  | 1 | INDES | TRUE | FALSE | FALSE
FL | Floors, Floor Finishes and Skirtings | GE | General |  | 102 | FLGE-102 | TACTILE INDICATORS: warning, outdoor |  |  | 1 | INDES | TRUE | FALSE | FALSE
FL | Floors, Floor Finishes and Skirtings | GE | General |  | 106 | FLGE-106 | TACTILE INDICATORS: directional, indoor |  |  | 1 | INDES | TRUE | FALSE | FALSE
FL | Floors, Floor Finishes and Skirtings | GE | General |  | 107 | FLGE-107 | TACTILE INDICATORS: directional, outdoor |  |  | 1 | INDES | TRUE | FALSE | FALSE
FL | Floors, Floor Finishes and Skirtings | GE | General |  | 151 | FLGE-151 | SHOWER HOB: integrated with adjacent floor finish, vinyl | FLGE-019 | FLOOR HOB: Shower | 1 | INDES | TRUE | FALSE | FALSE
FL | Floors, Floor Finishes and Skirtings | GE | General |  | 152 | FLGE-152 | SHOWER HOB: integrated with adjacent floor finish, tiles |  |  | 1 | INDES | TRUE | FALSE | FALSE
FL | Floors, Floor Finishes and Skirtings | SK | Skirting |  | 021 | FLSK-021 | SKIRTING: vinyl, integral with floor vinyl, coved | FLSK-010 | SKIRTING: vinyl, floor vinyl coved, 150H, prefinished | 1 | INDES | TRUE | FALSE | TRUE
FL | Floors, Floor Finishes and Skirtings | SK | Skirting |  | 022 | FLSK-022 | SKIRTING: vinyl, integral with floor vinyl, coved, tamper proof, anti-ligature | FLSK-011 | SKIRTING: vinyl, floor vinyl coved, 150H, prefinished, anti ligature | 1 | INDES | TRUE | FALSE | TRUE
FL | Floors, Floor Finishes and Skirtings | SK | Skirting |  | 026 | FLSK-026 | SKIRTING: vinyl, feather edge | FLSK-009 | SKIRTING: vinyl, feather edged, 150H, prefinished | 1 | INDES | TRUE | FALSE | TRUE
FL | Floors, Floor Finishes and Skirtings | SK | Skirting |  | 031 | FLSK-031 | SKIRTING: aluminium, concealed fixing |  |  | 1 | INDES | TRUE | FALSE | FALSE
FL | Floors, Floor Finishes and Skirtings | SK | Skirting |  | 032 | FLSK-032 | SKIRTING: aluminium, concealed fixing, ducted |  |  | 1 | INDES | TRUE | FALSE | FALSE
FL | Floors, Floor Finishes and Skirtings | SK | Skirting |  | 041 | FLSK-041 | SKIRTING: composite board, prefinished |  |  | 1 | INDES | TRUE | FALSE | FALSE
FL | Floors, Floor Finishes and Skirtings | SK | Skirting |  | 042 | FLSK-042 | SKIRTING: composite board, paint | FLSK-001 | SKIRTING: composite board, paint | 1 | INDES | TRUE | FALSE | FALSE
FL | Floors, Floor Finishes and Skirtings | SK | Skirting |  | 043 | FLSK-043 | SKIRTING: composite board, paint, tamper proof |  |  | 1 | INDES | TRUE | FALSE | FALSE
FL | Floors, Floor Finishes and Skirtings | SK | Skirting |  | 051 | FLSK-051 | SKIRTING: timber, clear finish | FLSK-006 | SKIRTING: timber, 150H, clear finish | 1 | INDES | TRUE | FALSE | FALSE
FL | Floors, Floor Finishes and Skirtings | SK | Skirting |  | 052 | FLSK-052 | SKIRTING: timber, paint | FLSK-007 | SKIRTING: timber, 150H, paint | 1 | INDES | TRUE | FALSE | FALSE
FL | Floors, Floor Finishes and Skirtings | SK | Skirting |  | 061 | FLSK-061 | SKIRTING: laminate, prefinished | FLSK-003 | SKIRTING: laminate, 150H, prefinished | 1 | INDES | TRUE | FALSE | FALSE
FL | Floors, Floor Finishes and Skirtings | SK | Skirting |  | 071 | FLSK-071 | SKIRTING: tiles |  |  | 1 | INDES | TRUE | FALSE | FALSE
FL | Floors, Floor Finishes and Skirtings | SK | Skirting |  | 072 | FLSK-072 | SKIRTING: tiles, to match floor tiles | FLSK-005 | SKIRTING: tiles, non-coved, to match floor tiles | 1 | INDES | TRUE | FALSE | FALSE
FL | Floors, Floor Finishes and Skirtings | SK | Skirting |  | 073 | FLSK-073 | SKIRTING: tiles, to match floor tiles, coved | FLSK-004 | SKIRTING: tiles, coved, to match floor tiles | 1 | INDES | TRUE | FALSE | FALSE
FL | Floors, Floor Finishes and Skirtings | SK | Skirting |  | 081 | FLSK-081 | SKIRTING: concrete, sealed, coved | FLSK-002 | SKIRTING: concrete, coved to 150 AFFL, sealed | 1 | INDES | TRUE | FALSE | TRUE
FL | Floors, Floor Finishes and Skirtings | TI | Tiles |  | 001 | FLTI-001 | FLOOR FINISH: tiles, ceramic, standard slip resistance |  |  | 1 | INDES | TRUE | FALSE | FALSE
FL | Floors, Floor Finishes and Skirtings | TI | Tiles |  | 002 | FLTI-002 | FLOOR FINISH: tiles, ceramic, non-slip |  |  | 1 | INDES | TRUE | FALSE | FALSE
FL | Floors, Floor Finishes and Skirtings | TI | Tiles |  | 003 | FLTI-003 | FLOOR FINISH: tiles, ceramic, non-slip, safety |  |  | 1 | INDES | TRUE | FALSE | FALSE
FL | Floors, Floor Finishes and Skirtings | TI | Tiles |  | 004 | FLTI-004 | FLOOR FINISH: tiles, ceramic, non-slip, wet area |  |  | 1 | INDES | TRUE | FALSE | FALSE
FL | Floors, Floor Finishes and Skirtings | TI | Tiles |  | 005 | FLTI-005 | FLOOR FINISH: tiles, ceramic, non-slip, wet area, barefoot | FLGE-010 | FLOOR FINISH: tiles, ceramic, non-slip | 1 | INDES | TRUE | FALSE | FALSE
FL | Floors, Floor Finishes and Skirtings | TI | Tiles |  | 011 | FLTI-011 | FLOOR FINISH: tiles, ceramic vitrified, standard slip resistance |  |  | 1 | INDES | TRUE | FALSE | FALSE
FL | Floors, Floor Finishes and Skirtings | TI | Tiles |  | 012 | FLTI-012 | FLOOR FINISH: tiles, ceramic vitrified, non-slip |  |  | 1 | INDES | TRUE | FALSE | FALSE
FL | Floors, Floor Finishes and Skirtings | TI | Tiles |  | 013 | FLTI-013 | FLOOR FINISH: tiles, ceramic vitrified, non-slip, safety |  |  | 1 | INDES | TRUE | FALSE | FALSE
FL | Floors, Floor Finishes and Skirtings | TI | Tiles |  | 014 | FLTI-014 | FLOOR FINISH: tiles, ceramic vitrified, non-slip, wet area |  |  | 1 | INDES | TRUE | FALSE | FALSE
FL | Floors, Floor Finishes and Skirtings | TI | Tiles |  | 015 | FLTI-015 | FLOOR FINISH: tiles, ceramic vitrified, non-slip, wet area, barefoot |  |  | 1 | INDES | TRUE | FALSE | FALSE
FL | Floors, Floor Finishes and Skirtings | VY | Floor Vinyl, Linoleum and Rubber |  | 101 | FLVY-101 | FLOOR FINISH: vinyl, seamless, standard slip resistance | FLVY-007 | FLOOR FINISH: vinyl, seamless, coved, standard slip resistant | 1 | INDES | TRUE | FALSE | TRUE
FL | Floors, Floor Finishes and Skirtings | VY | Floor Vinyl, Linoleum and Rubber |  | 102 | FLVY-102 | FLOOR FINISH: vinyl, seamless, standard slip resistance, cushioned | FLVY-002 | FLOOR FINISH: vinyl, seamless, coved, cushioned | 1 | INDES | TRUE | FALSE | TRUE
FL | Floors, Floor Finishes and Skirtings | VY | Floor Vinyl, Linoleum and Rubber |  | 103 | FLVY-103 | FLOOR FINISH: vinyl, seamless, standard slip resistance, static dissipative | FLVY-001 | FLOOR FINISH: vinyl, seamless, coved, anti-static | 1 | INDES | TRUE | FALSE | FALSE
FL | Floors, Floor Finishes and Skirtings | VY | Floor Vinyl, Linoleum and Rubber |  | 104 | FLVY-104 | FLOOR FINISH: vinyl, seamless, standard slip resistance, static conductive |  |  | 1 | INDES | TRUE | FALSE | FALSE
FL | Floors, Floor Finishes and Skirtings | VY | Floor Vinyl, Linoleum and Rubber |  | 111 | FLVY-111 | FLOOR FINISH: vinyl, seamless, non-slip | FLVY-003 | FLOOR FINISH: vinyl, seamless, coved, non slip | 1 | INDES | TRUE | FALSE | TRUE
FL | Floors, Floor Finishes and Skirtings | VY | Floor Vinyl, Linoleum and Rubber |  | 112 | FLVY-112 | FLOOR FINISH: vinyl, seamless, non-slip, safety | FLVY-004 | FLOOR FINISH: vinyl, seamless, coved, non-slip, safety | 1 | INDES | TRUE | FALSE | TRUE
FL | Floors, Floor Finishes and Skirtings | VY | Floor Vinyl, Linoleum and Rubber |  | 113 | FLVY-113 | FLOOR FINISH: vinyl, seamless, non-slip, wet area | FLVY-009 | FLOOR FINISH: vinyl, seamless, coved, wet area, non-slip | 1 | INDES | TRUE | FALSE | FALSE
FL | Floors, Floor Finishes and Skirtings | VY | Floor Vinyl, Linoleum and Rubber |  | 114 | FLVY-114 | FLOOR FINISH: vinyl, seamless, non-slip, wet area, barefoot | FLVY-005 | FLOOR FINISH: vinyl, seamless, coved, non slip, studded | 1 | INDES | TRUE | FALSE | TRUE
FL | Floors, Floor Finishes and Skirtings | VY | Floor Vinyl, Linoleum and Rubber |  | 121 | FLVY-121 | FLOOR FINISH: vinyl, seamless, inset, decorative feature |  |  | 1 | INDES | TRUE | FALSE | FALSE
FL | Floors, Floor Finishes and Skirtings | VY | Floor Vinyl, Linoleum and Rubber |  | 122 | FLVY-122 | FLOOR FINISH: vinyl, seamless, inset, distance markings | FLVY-010 | FLOOR FINISH: vinyl, seamless, inset floor markings | 1 | INDES | TRUE | FALSE | FALSE
FL | Floors, Floor Finishes and Skirtings | VY | Floor Vinyl, Linoleum and Rubber |  | 201 | FLVY-201 | FLOOR FINISH: linoleum, seamless, standard slip resistance | FLGE-006 | FLOOR FINISH: linoleum, coved, prefinished | 1 | INDES | TRUE | FALSE | FALSE
FL | Floors, Floor Finishes and Skirtings | VY | Floor Vinyl, Linoleum and Rubber |  | 202 | FLVY-202 | FLOOR FINISH: linoleum, seamless, standard slip resistance, cushioned |  |  | 1 | INDES | TRUE | FALSE | FALSE
FL | Floors, Floor Finishes and Skirtings | VY | Floor Vinyl, Linoleum and Rubber |  | 203 | FLVY-203 | FLOOR FINISH: linoleum, seamless, standard slip resistance, static dissipative |  |  | 1 | INDES | TRUE | FALSE | FALSE
FL | Floors, Floor Finishes and Skirtings | VY | Floor Vinyl, Linoleum and Rubber |  | 221 | FLVY-221 | FLOOR FINISH: linoleum, seamless, inset, decorative feature |  |  | 1 | INDES | TRUE | FALSE | FALSE
FL | Floors, Floor Finishes and Skirtings | VY | Floor Vinyl, Linoleum and Rubber |  | 222 | FLVY-222 | FLOOR FINISH: linoleum, seamless, inset, distance markings |  |  | 1 | INDES | TRUE | FALSE | FALSE
FL | Floors, Floor Finishes and Skirtings | VY | Floor Vinyl, Linoleum and Rubber |  | 301 | FLVY-301 | FLOOR FINISH: rubber, seamless, standard slip resistance |  |  | 1 | INDES | TRUE | FALSE | FALSE
FL | Floors, Floor Finishes and Skirtings | VY | Floor Vinyl, Linoleum and Rubber |  | 302 | FLVY-302 | FLOOR FINISH: rubber, seamless, standard slip resistance, cushioned |  |  | 1 | INDES | TRUE | FALSE | FALSE
FL | Floors, Floor Finishes and Skirtings | VY | Floor Vinyl, Linoleum and Rubber |  | 311 | FLVY-311 | FLOOR FINISH: rubber, seamless, non-slip |  |  | 1 | INDES | TRUE | FALSE | FALSE
FL | Floors, Floor Finishes and Skirtings | VY | Floor Vinyl, Linoleum and Rubber |  | 312 | FLVY-312 | FLOOR FINISH: rubber, seamless, non-slip, safety |  |  | 1 | INDES | TRUE | FALSE | FALSE
FL | Floors, Floor Finishes and Skirtings | VY | Floor Vinyl, Linoleum and Rubber |  | 313 | FLVY-313 | FLOOR FINISH: rubber, seamless, non-slip, wet area |  |  | 1 | INDES | TRUE | FALSE | FALSE
FL | Floors, Floor Finishes and Skirtings | VY | Floor Vinyl, Linoleum and Rubber |  | 314 | FLVY-314 | FLOOR FINISH: rubber, seamless, non-slip, wet area, barefoot |  |  | 1 | INDES | TRUE | FALSE | FALSE
FQ | Furniture and Non-medical Equipment | BS | Domestic Beds and Seating |  | 061 | FQBS-061 | BED: domestic, single | FQBS-003 | BED: domestic, single | 3 | ARCH-FFE | TRUE | FALSE | FALSE
FQ | Furniture and Non-medical Equipment | BS | Domestic Beds and Seating |  | 062 | FQBS-062 | BED: domestic, king single |  |  | 3 | ARCH-FFE | TRUE | FALSE | FALSE
FQ | Furniture and Non-medical Equipment | BS | Domestic Beds and Seating |  | 063 | FQBS-063 | BED: domestic, double |  |  | 3 | ARCH-FFE | TRUE | FALSE | FALSE
FQ | Furniture and Non-medical Equipment | BS | Domestic Beds and Seating |  | 064 | FQBS-064 | BED: domestic, queen |  |  | 3 | ARCH-FFE | TRUE | FALSE | FALSE
FQ | Furniture and Non-medical Equipment | BS | Domestic Beds and Seating |  | 065 | FQBS-065 | BED: domestic, king |  |  | 3 | ARCH-FFE | TRUE | FALSE | FALSE
FQ | Furniture and Non-medical Equipment | BS | Domestic Beds and Seating |  | 069 | FQBS-069 | COT: domestic, infant | FQBS-036 | COT: neonatal | 3 | ARCH-FFE | TRUE | FALSE | FALSE
FQ | Furniture and Non-medical Equipment | BS | Domestic Beds and Seating |  | 071 | FQBS-071 | MATTRESS: domestic, single | FQBS-047; FQBS-048 | MATTRESS: foam; MATTRESS: inner spring | 3 | ARCH-FFE | TRUE | FALSE | FALSE
FQ | Furniture and Non-medical Equipment | BS | Domestic Beds and Seating |  | 072 | FQBS-072 | MATTRESS: domestic, king single |  |  | 3 | ARCH-FFE | TRUE | FALSE | FALSE
FQ | Furniture and Non-medical Equipment | BS | Domestic Beds and Seating |  | 073 | FQBS-073 | MATTRESS: domestic, double |  |  | 3 | ARCH-FFE | TRUE | FALSE | FALSE
FQ | Furniture and Non-medical Equipment | BS | Domestic Beds and Seating |  | 074 | FQBS-074 | MATTRESS: domestic, queen |  |  | 3 | ARCH-FFE | TRUE | FALSE | FALSE
FQ | Furniture and Non-medical Equipment | BS | Domestic Beds and Seating |  | 075 | FQBS-075 | MATTRESS: domestic, king |  |  | 3 | ARCH-FFE | TRUE | FALSE | FALSE
FQ | Furniture and Non-medical Equipment | BS | Domestic Beds and Seating |  | 079 | FQBS-079 | MATTRESS: cot, domestic, infant |  |  | 3 | ARCH-FFE | TRUE | FALSE | FALSE
FQ | Furniture and Non-medical Equipment | BS | Domestic Beds and Seating |  | 101 | FQBS-101 | CHAIR: visitor, clinical areas | FQBS-028 | CHAIR: visitor, clinical areas | 3 | ARCH-FFE | TRUE | FALSE | TRUE
FQ | Furniture and Non-medical Equipment | BS | Domestic Beds and Seating |  | 102 | FQBS-102 | CHAIR: visitor, clinical areas, bariatric | FQBS-027 | CHAIR: visitor, bariatric | 3 | ARCH-FFE | TRUE | FALSE | FALSE
FQ | Furniture and Non-medical Equipment | BS | Domestic Beds and Seating |  | 106 | FQBS-106 | CHAIR: visitor, office areas | FQBS-029 | CHAIR: visitor, office areas | 3 | ARCH-FFE | TRUE | FALSE | TRUE
FQ | Furniture and Non-medical Equipment | BS | Domestic Beds and Seating |  | 107 | FQBS-107 | CHAIR: visitor, office areas, bariatric |  |  | 3 | ARCH-FFE | TRUE | FALSE | FALSE
FQ | Furniture and Non-medical Equipment | BS | Domestic Beds and Seating |  | 111 | FQBS-111 | CHAIR: visitor, mental health |  |  | 3 | ARCH-FFE | TRUE | FALSE | TRUE
FQ | Furniture and Non-medical Equipment | BS | Domestic Beds and Seating |  | 112 | FQBS-112 | CHAIR: visitor, mental health, bariatric |  |  | 3 | ARCH-FFE | TRUE | FALSE | FALSE
FQ | Furniture and Non-medical Equipment | BS | Domestic Beds and Seating |  | 116 | FQBS-116 | CHAIR: visitor, waiting areas | FQBS-032 | CHAIR: waiting | 3 | ARCH-FFE | TRUE | FALSE | FALSE
FQ | Furniture and Non-medical Equipment | BS | Domestic Beds and Seating |  | 117 | FQBS-117 | CHAIR: visitor, waiting areas, bariatric |  |  | 3 | ARCH-FFE | TRUE | FALSE | FALSE
FQ | Furniture and Non-medical Equipment | BS | Domestic Beds and Seating |  | 121 | FQBS-121 | CHAIR: visitor, waiting areas, mental health | FQBS-056 | CHAIR: tub, mental health | 3 | ARCH-FFE | TRUE | FALSE | FALSE
FQ | Furniture and Non-medical Equipment | BS | Domestic Beds and Seating |  | 122 | FQBS-122 | CHAIR: visitor, waiting areas, mental health, bariatric |  |  | 3 | ARCH-FFE | TRUE | FALSE | FALSE
FQ | Furniture and Non-medical Equipment | BS | Domestic Beds and Seating |  | 131 | FQBS-131 | CHAIR: visitor, outdoor | FQBS-021 | CHAIR: outdoor | 3 | ARCH-FFE | TRUE | FALSE | FALSE
FQ | Furniture and Non-medical Equipment | BS | Domestic Beds and Seating |  | 132 | FQBS-132 | CHAIR: visitor, outdoor, bariatric |  |  | 3 | ARCH-FFE | TRUE | FALSE | FALSE
FQ | Furniture and Non-medical Equipment | BS | Domestic Beds and Seating |  | 141 | FQBS-141 | CHAIR: meeting room | FQBS-017 | CHAIR: meeting room | 3 | ARCH-FFE | TRUE | FALSE | FALSE
FQ | Furniture and Non-medical Equipment | BS | Domestic Beds and Seating |  | 142 | FQBS-142 | CHAIR: meeting room, stackable | FQBS-059 | CHAIR: meeting room, stackable | 3 | ARCH-FFE | TRUE | FALSE | TRUE
FQ | Furniture and Non-medical Equipment | BS | Domestic Beds and Seating |  | 151 | FQBS-151 | CHAIR: dining areas | FQBS-015 | CHAIR: dining | 3 | ARCH-FFE | TRUE | FALSE | FALSE
FQ | Furniture and Non-medical Equipment | BS | Domestic Beds and Seating |  | 152 | FQBS-152 | CHAIR: dining areas, bariatric |  |  | 3 | ARCH-FFE | TRUE | FALSE | FALSE
FQ | Furniture and Non-medical Equipment | BS | Domestic Beds and Seating |  | 153 | FQBS-153 | CHAIR: dining areas, stackable |  |  | 3 | ARCH-FFE | TRUE | FALSE | FALSE
FQ | Furniture and Non-medical Equipment | BS | Domestic Beds and Seating |  | 154 | FQBS-154 | CHAIR: dining areas, child high chair |  |  | 3 | ARCH-FFE | TRUE | FALSE | FALSE
FQ | Furniture and Non-medical Equipment | BS | Domestic Beds and Seating |  | 161 | FQBS-161 | CHAIR: play areas, child | FQBS-012 | CHAIR: child | 3 | ARCH-FFE | TRUE | FALSE | FALSE
FQ | Furniture and Non-medical Equipment | BS | Domestic Beds and Seating |  | 162 | FQBS-162 | CHAIR: play areas, beanbag | FQBS-011 | CHAIR: bean bag | 3 | ARCH-FFE | TRUE | FALSE | FALSE
FQ | Furniture and Non-medical Equipment | BS | Domestic Beds and Seating |  | 171 | FQBS-171 | CHAIR: office, ergonomic | FQBS-018 | CHAIR: office, ergonomic | 3 | ARCH-FFE | TRUE | FALSE | TRUE
FQ | Furniture and Non-medical Equipment | BS | Domestic Beds and Seating |  | 172 | FQBS-172 | CHAIR: office, ergonomic, high | FQBS-019 | CHAIR: office, ergonomic, high | 3 | ARCH-FFE | TRUE | FALSE | TRUE
FQ | Furniture and Non-medical Equipment | BS | Domestic Beds and Seating |  | 202 | FQBS-202 | STOOL: clinical areas, mobile | FQBS-051 | STOOL: mobile, adj height | 3 | ARCH-FFE | TRUE | FALSE | TRUE
FQ | Furniture and Non-medical Equipment | BS | Domestic Beds and Seating |  | 203 | FQBS-203 | STOOL: clinical areas, mobile, high | FQBS-052 | STOOL: mobile, high, adj height | 3 | ARCH-FFE | TRUE | FALSE | TRUE
FQ | Furniture and Non-medical Equipment | BS | Domestic Beds and Seating |  | 206 | FQBS-206 | STOOL: office areas, mobile |  |  | 3 | ARCH-FFE | TRUE | FALSE | FALSE
FQ | Furniture and Non-medical Equipment | BS | Domestic Beds and Seating |  | 207 | FQBS-207 | STOOL: office areas, mobile, high |  |  | 3 | ARCH-FFE | TRUE | FALSE | FALSE
FQ | Furniture and Non-medical Equipment | BS | Domestic Beds and Seating |  | 221 | FQBS-221 | STOOL: dining areas, bar height | FQBS-050 | STOOL: bar, loose | 3 | ARCH-FFE | TRUE | FALSE | FALSE
FQ | Furniture and Non-medical Equipment | BS | Domestic Beds and Seating |  | 222 | FQBS-222 | STOOL: dining areas, counter height |  |  | 3 | ARCH-FFE | TRUE | FALSE | FALSE
FQ | Furniture and Non-medical Equipment | BS | Domestic Beds and Seating |  | 251 | FQBS-251 | ARMCHAIR: visitor, clinical areas | FQBS-009; FQBS-010 | CHAIR: armchair; CHAIR: armchair | 3 | ARCH-FFE | TRUE | FALSE | FALSE
FQ | Furniture and Non-medical Equipment | BS | Domestic Beds and Seating |  | 256 | FQBS-256 | ARMCHAIR: visitor, office areas |  |  | 3 | ARCH-FFE | TRUE | FALSE | FALSE
FQ | Furniture and Non-medical Equipment | BS | Domestic Beds and Seating |  | 261 | FQBS-261 | ARMCHAIR: visitor, waiting areas |  |  | 3 | ARCH-FFE | TRUE | FALSE | FALSE
FQ | Furniture and Non-medical Equipment | BS | Domestic Beds and Seating |  | 281 | FQBS-281 | RECLINER: visitor, clinical areas | FQBS-022 | CHAIR: recliner, clinical | 3 | ARCH-FFE | TRUE | FALSE | FALSE
FQ | Furniture and Non-medical Equipment | BS | Domestic Beds and Seating |  | 282 | FQBS-282 | RECLINER: visitor, clinical areas, fold out bed | FQBS-055 | CHAIR: overnight fold out | 3 | ARCH-FFE | TRUE | FALSE | TRUE
FQ | Furniture and Non-medical Equipment | BS | Domestic Beds and Seating |  | 301 | FQBS-301 | BEAM SEATING: visitor, waiting areas, 2 seats |  |  | 3 | ARCH-FFE | TRUE | FALSE | FALSE
FQ | Furniture and Non-medical Equipment | BS | Domestic Beds and Seating |  | 302 | FQBS-302 | BEAM SEATING: visitor, waiting areas, 3 seats |  |  | 3 | ARCH-FFE | TRUE | FALSE | FALSE
FQ | Furniture and Non-medical Equipment | BS | Domestic Beds and Seating |  | 303 | FQBS-303 | BEAM SEATING: visitor, waiting areas, 4 seats |  |  | 3 | ARCH-FFE | TRUE | FALSE | FALSE
FQ | Furniture and Non-medical Equipment | BS | Domestic Beds and Seating |  | 304 | FQBS-304 | BEAM SEATING: visitor, waiting areas, 5 seats |  |  | 3 | ARCH-FFE | TRUE | FALSE | FALSE
FQ | Furniture and Non-medical Equipment | BS | Domestic Beds and Seating |  | 321 | FQBS-321 | BENCH SEAT: freestanding, indoor | FQBS-007 | BENCH SEAT: freestanding, indoor | 3 | ARCH-FFE | TRUE | FALSE | FALSE
FQ | Furniture and Non-medical Equipment | BS | Domestic Beds and Seating |  | 322 | FQBS-322 | BENCH SEAT: freestanding, indoor, wet area |  |  | 3 | ARCH-FFE | TRUE | FALSE | FALSE
FQ | Furniture and Non-medical Equipment | BS | Domestic Beds and Seating |  | 326 | FQBS-326 | BENCH SEAT: freestanding, outdoor |  |  | 3 | ARCH-FFE | TRUE | FALSE | FALSE
FQ | Furniture and Non-medical Equipment | BS | Domestic Beds and Seating |  | 351 | FQBS-351 | LOUNGE: 1 seat | FQBS-039; FQBS-040 | LOUNGE: 1 seat; LOUNGE: 1 seat, foam material | 3 | ARCH-FFE | TRUE | FALSE | TRUE
FQ | Furniture and Non-medical Equipment | BS | Domestic Beds and Seating |  | 352 | FQBS-352 | LOUNGE: 2 seat | FQBS-042; FQBS-043; FQBS-044; FQBS-042; FQBS-043; FQBS-044 | LOUNGE: 2 seat, 1200 wide; LOUNGE: 2 seat, 1600 wide; LOUNGE: 2 seat, sofa bed; LOUNGE: 2 seat, 1200 wide; LOUNGE: 2 seat, 1600 wide; LOUNGE: 2 seat, sofa bed | 3 | ARCH-FFE | TRUE | FALSE | TRUE
FQ | Furniture and Non-medical Equipment | BS | Domestic Beds and Seating |  | 353 | FQBS-353 | LOUNGE: 3 seat | FQBS-045 | LOUNGE: 3 seat | 3 | ARCH-FFE | TRUE | FALSE | FALSE
FQ | Furniture and Non-medical Equipment | BS | Domestic Beds and Seating |  | 354 | FQBS-354 | LOUNGE: ottoman | FQBS-054 | STOOL: ottoman | 3 | ARCH-FFE | TRUE | FALSE | TRUE
FQ | Furniture and Non-medical Equipment | BS | Domestic Beds and Seating |  | 356 | FQBS-356 | LOUNGE: modular | FQBS-046 | LOUNGE: modular | 3 | ARCH-FFE | TRUE | FALSE | FALSE
FQ | Furniture and Non-medical Equipment | BS | Domestic Beds and Seating |  | 371 | FQBS-371 | SOFA BED: 1 seat |  |  | 3 | ARCH-FFE | TRUE | FALSE | FALSE
FQ | Furniture and Non-medical Equipment | BS | Domestic Beds and Seating |  | 372 | FQBS-372 | SOFA BED: 2 seat |  |  | 3 | ARCH-FFE | TRUE | FALSE | FALSE
FQ | Furniture and Non-medical Equipment | BS | Domestic Beds and Seating |  | 373 | FQBS-373 | SOFA BED: 3 seat |  |  | 3 | ARCH-FFE | TRUE | FALSE | FALSE
FQ | Furniture and Non-medical Equipment | BS | Domestic Beds and Seating |  | 283 | FQBS-283 | RECLINER: visitor, clinical areas, lay flat | FQBS-055 | CHAIR: overnight fold out | 3 | ARCH-FFE | TRUE | FALSE | FALSE
FQ | Furniture and Non-medical Equipment | BS | Domestic Beds and Seating |  | 284 | FQBS-284 | RECLINER: visitor, clinical areas, lay flat, kangaroo care | FQBS-055 | CHAIR: overnight fold out | 3 | ARCH-FFE | TRUE | FALSE | TRUE
FQ | Furniture and Non-medical Equipment | CA | Catering and Kitchen Equipment |  | 001 | FQCA-001 | BAIN MARIE: fixed |  |  | 1 | ARCH-FFE | TRUE | FALSE | FALSE
FQ | Furniture and Non-medical Equipment | CA | Catering and Kitchen Equipment |  | 002 | FQCA-002 | BAIN MARIE: mobile |  |  | 1 | ARCH-FFE | TRUE | FALSE | FALSE
FQ | Furniture and Non-medical Equipment | CA | Catering and Kitchen Equipment |  | 021 | FQCA-021 | DISPLAY UNIT: food, heated |  |  | 1 | ARCH-FFE | TRUE | FALSE | FALSE
FQ | Furniture and Non-medical Equipment | CA | Catering and Kitchen Equipment |  | 022 | FQCA-022 | DISPLAY UNIT: food, refrigerated |  |  | 1 | ARCH-FFE | TRUE | FALSE | FALSE
FQ | Furniture and Non-medical Equipment | CA | Catering and Kitchen Equipment |  | 023 | FQCA-023 | DISPLAY UNIT: food, refrigerated, sandwich preparation |  |  | 1 | ARCH-FFE | TRUE | FALSE | FALSE
FQ | Furniture and Non-medical Equipment | CA | Catering and Kitchen Equipment |  | 082 | FQCA-082 | TROLLEY: food delivery, hot/cold | FQCA-082 | TROLLEY: food delivery, hot/cold | 3 | ARCH-FFE | TRUE | FALSE | FALSE
FQ | Furniture and Non-medical Equipment | CA | Catering and Kitchen Equipment |  | 084 | FQCA-084 | TROLLEY: food delivery, rethermalisation | FQCA-084 | TROLLEY: food, rethemalisation | 3 | ARCH-FFE | TRUE | FALSE | FALSE
FQ | Furniture and Non-medical Equipment | CA | Catering and Kitchen Equipment |  | 091 | FQCA-091 | TROLLEY: cool room | FQSM-024 | TROLLEY: coolroom | 3 | ARCH-FFE | TRUE | FALSE | FALSE
FQ | Furniture and Non-medical Equipment | CA | Catering and Kitchen Equipment |  | 096 | FQCA-096 | TROLLEY: beverage delivery | FQSM-019 | TROLLEY: beverage | 3 | ARCH-FFE | TRUE | FALSE | FALSE
FQ | Furniture and Non-medical Equipment | CA | Catering and Kitchen Equipment |  | 098 | FQCA-098 | TROLLEY: clean plates/cutlery | FQSM-025 | TROLLEY: cutlery | 3 | ARCH-FFE | TRUE | FALSE | FALSE
FQ | Furniture and Non-medical Equipment | CA | Catering and Kitchen Equipment |  | 099 | FQCA-099 | TROLLEY: dirty plates/cutlery | FQSM-027 | TROLLEY: dishes | 3 | ARCH-FFE | TRUE | FALSE | FALSE
FQ | Furniture and Non-medical Equipment | CA | Catering and Kitchen Equipment |  | 101 | FQCA-101 | APPLIANCE: microwave, benchtop, domestic |  |  | 3 | ARCH-FFE | TRUE | FALSE | FALSE
FQ | Furniture and Non-medical Equipment | CA | Catering and Kitchen Equipment |  | 106 | FQCA-106 | APPLIANCE: microwave, benchtop, commercial |  |  | 3 | ARCH-FFE | TRUE | FALSE | FALSE
FQ | Furniture and Non-medical Equipment | CA | Catering and Kitchen Equipment |  | 111 | FQCA-111 | APPLIANCE: convection oven, benchtop, domestic |  |  | 3 | ARCH-FFE | TRUE | FALSE | FALSE
FQ | Furniture and Non-medical Equipment | CA | Catering and Kitchen Equipment |  | 116 | FQCA-116 | APPLIANCE: convection oven, benchtop, commercial |  |  | 3 | ARCH-FFE | TRUE | FALSE | FALSE
FQ | Furniture and Non-medical Equipment | CA | Catering and Kitchen Equipment |  | 121 | FQCA-121 | APPLIANCE: toaster, benchtop, domestic |  |  | 3 | ARCH-FFE | TRUE | FALSE | FALSE
FQ | Furniture and Non-medical Equipment | CA | Catering and Kitchen Equipment |  | 126 | FQCA-126 | APPLIANCE: toaster, benchtop, commercial |  |  | 3 | ARCH-FFE | TRUE | FALSE | FALSE
FQ | Furniture and Non-medical Equipment | CA | Catering and Kitchen Equipment |  | 127 | FQCA-127 | APPLIANCE: toaster, benchtop, commercial, conveyor |  |  | 3 | ARCH-FFE | TRUE | FALSE | FALSE
FQ | Furniture and Non-medical Equipment | CA | Catering and Kitchen Equipment |  | 131 | FQCA-131 | APPLIANCE: sandwich press, benchtop, domestic |  |  | 3 | ARCH-FFE | TRUE | FALSE | FALSE
FQ | Furniture and Non-medical Equipment | CA | Catering and Kitchen Equipment |  | 141 | FQCA-141 | APPLIANCE: kettle, electric, benchtop, domestic |  |  | 3 | ARCH-FFE | TRUE | FALSE | FALSE
FQ | Furniture and Non-medical Equipment | CA | Catering and Kitchen Equipment |  | 151 | FQCA-151 | APPLIANCE: juicer, benchtop, domestic |  |  | 3 | ARCH-FFE | TRUE | FALSE | FALSE
FQ | Furniture and Non-medical Equipment | CA | Catering and Kitchen Equipment |  | 156 | FQCA-156 | APPLIANCE: juicer, benchtop, commercial |  |  | 3 | ARCH-FFE | TRUE | FALSE | FALSE
FQ | Furniture and Non-medical Equipment | CA | Catering and Kitchen Equipment |  | 161 | FQCA-161 | APPLIANCE: food processor, benchtop, domestic |  |  | 3 | ARCH-FFE | TRUE | FALSE | FALSE
FQ | Furniture and Non-medical Equipment | CA | Catering and Kitchen Equipment |  | 166 | FQCA-166 | APPLIANCE: food processor, benchtop, commercial |  |  | 3 | ARCH-FFE | TRUE | FALSE | FALSE
FQ | Furniture and Non-medical Equipment | CA | Catering and Kitchen Equipment |  | 171 | FQCA-171 | APPLIANCE: stand mixer, benchtop, domestic |  |  | 3 | ARCH-FFE | TRUE | FALSE | FALSE
FQ | Furniture and Non-medical Equipment | CA | Catering and Kitchen Equipment |  | 176 | FQCA-176 | APPLIANCE: stand mixer, benchtop, commercial |  |  | 3 | ARCH-FFE | TRUE | FALSE | FALSE
FQ | Furniture and Non-medical Equipment | CA | Catering and Kitchen Equipment |  | 181 | FQCA-181 | APPLIANCE: blender, benchtop, domestic |  |  | 3 | ARCH-FFE | TRUE | FALSE | FALSE
FQ | Furniture and Non-medical Equipment | CA | Catering and Kitchen Equipment |  | 186 | FQCA-186 | APPLIANCE: blender, benchtop, commercial |  |  | 3 | ARCH-FFE | TRUE | FALSE | FALSE
FQ | Furniture and Non-medical Equipment | CA | Catering and Kitchen Equipment |  | 191 | FQCA-191 | APPLIANCE: milkshake mixer, benchtop, domestic |  |  | 3 | ARCH-FFE | TRUE | FALSE | FALSE
FQ | Furniture and Non-medical Equipment | CA | Catering and Kitchen Equipment |  | 196 | FQCA-196 | APPLIANCE: milkshake mixer, benchtop, commercial |  |  | 3 | ARCH-FFE | TRUE | FALSE | FALSE
FQ | Furniture and Non-medical Equipment | CA | Catering and Kitchen Equipment |  | 201 | FQCA-201 | APPLIANCE: slicer, benchtop, domestic |  |  | 3 | ARCH-FFE | TRUE | FALSE | FALSE
FQ | Furniture and Non-medical Equipment | CA | Catering and Kitchen Equipment |  | 206 | FQCA-206 | APPLIANCE: slicer, benchtop, commercial |  |  | 3 | ARCH-FFE | TRUE | FALSE | FALSE
FQ | Furniture and Non-medical Equipment | CA | Catering and Kitchen Equipment |  | 211 | FQCA-211 | APPLIANCE: bottle warmer, benchtop, domestic |  |  | 3 | ARCH-FFE | TRUE | FALSE | TRUE
FQ | Furniture and Non-medical Equipment | CA | Catering and Kitchen Equipment |  | 221 | FQCA-221 | APPLIANCE: coffee machine, benchtop, domestic |  |  | 3 | ARCH-FFE | TRUE | FALSE | FALSE
FQ | Furniture and Non-medical Equipment | CA | Catering and Kitchen Equipment |  | 226 | FQCA-226 | APPLIANCE: coffee machine, benchtop, commercial |  |  | 3 | ARCH-FFE | TRUE | FALSE | FALSE
FQ | Furniture and Non-medical Equipment | CA | Catering and Kitchen Equipment |  | 251 | FQCA-251 | DISHWASHER: domestic |  |  | 1 | ARCH-FFE | TRUE | FALSE | FALSE
FQ | Furniture and Non-medical Equipment | CA | Catering and Kitchen Equipment |  | 256 | FQCA-256 | DISHWASHER: commercial |  |  | 1 | ARCH-FFE | TRUE | FALSE | FALSE
FQ | Furniture and Non-medical Equipment | CA | Catering and Kitchen Equipment |  | 257 | FQCA-257 | DISHWASHER: commercial, tunnel |  |  | 1 | ARCH-FFE | TRUE | FALSE | FALSE
FQ | Furniture and Non-medical Equipment | CA | Catering and Kitchen Equipment |  | 258 | FQCA-258 | DISHWASHER: commercial, pot/utensil |  |  | 1 | ARCH-FFE | TRUE | FALSE | FALSE
FQ | Furniture and Non-medical Equipment | CA | Catering and Kitchen Equipment |  | 261 | FQCA-261 | COOKTOP: gas, domestic |  |  | 1 | ARCH-FFE | TRUE | FALSE | FALSE
FQ | Furniture and Non-medical Equipment | CA | Catering and Kitchen Equipment |  | 266 | FQCA-266 | COOKTOP: gas, commercial |  |  | 1 | ARCH-FFE | TRUE | FALSE | FALSE
FQ | Furniture and Non-medical Equipment | CA | Catering and Kitchen Equipment |  | 271 | FQCA-271 | COOKTOP: electric, domestic |  |  | 1 | ARCH-FFE | TRUE | FALSE | FALSE
FQ | Furniture and Non-medical Equipment | CA | Catering and Kitchen Equipment |  | 272 | FQCA-272 | COOKTOP: electric, induction, domestic |  |  | 1 | ARCH-FFE | TRUE | FALSE | FALSE
FQ | Furniture and Non-medical Equipment | CA | Catering and Kitchen Equipment |  | 276 | FQCA-276 | COOKTOP: electric, commercial |  |  | 1 | ARCH-FFE | TRUE | FALSE | FALSE
FQ | Furniture and Non-medical Equipment | CA | Catering and Kitchen Equipment |  | 277 | FQCA-277 | COOKTOP: electric, induction, commercial |  |  | 1 | ARCH-FFE | TRUE | FALSE | FALSE
FQ | Furniture and Non-medical Equipment | CA | Catering and Kitchen Equipment |  | 281 | FQCA-281 | RANGE: gas, domestic |  |  | 1 | ARCH-FFE | TRUE | FALSE | FALSE
FQ | Furniture and Non-medical Equipment | CA | Catering and Kitchen Equipment |  | 286 | FQCA-286 | RANGE: gas, commercial |  |  | 1 | ARCH-FFE | TRUE | FALSE | FALSE
FQ | Furniture and Non-medical Equipment | CA | Catering and Kitchen Equipment |  | 291 | FQCA-291 | RANGE: electric, domestic |  |  | 1 | ARCH-FFE | TRUE | FALSE | FALSE
FQ | Furniture and Non-medical Equipment | CA | Catering and Kitchen Equipment |  | 292 | FQCA-292 | RANGE: electric, induction, domestic |  |  | 1 | ARCH-FFE | TRUE | FALSE | FALSE
FQ | Furniture and Non-medical Equipment | CA | Catering and Kitchen Equipment |  | 296 | FQCA-296 | RANGE: electric, commercial |  |  | 1 | ARCH-FFE | TRUE | FALSE | FALSE
FQ | Furniture and Non-medical Equipment | CA | Catering and Kitchen Equipment |  | 297 | FQCA-297 | RANGE: electric, induction, commercial |  |  | 1 | ARCH-FFE | TRUE | FALSE | FALSE
FQ | Furniture and Non-medical Equipment | CA | Catering and Kitchen Equipment |  | 301 | FQCA-301 | BRATT PAN: gas, commercial |  |  | 1 | ARCH-FFE | TRUE | FALSE | FALSE
FQ | Furniture and Non-medical Equipment | CA | Catering and Kitchen Equipment |  | 306 | FQCA-306 | BRATT PAN: electric, commercial |  |  | 1 | ARCH-FFE | TRUE | FALSE | FALSE
FQ | Furniture and Non-medical Equipment | CA | Catering and Kitchen Equipment |  | 311 | FQCA-311 | RANGEHOOD: gas, domestic |  |  | 1 | ARCH-FFE | TRUE | FALSE | FALSE
FQ | Furniture and Non-medical Equipment | CA | Catering and Kitchen Equipment |  | 316 | FQCA-316 | RANGEHOOD: gas, commercial |  |  | 1 | ARCH-FFE | TRUE | FALSE | FALSE
FQ | Furniture and Non-medical Equipment | CA | Catering and Kitchen Equipment |  | 321 | FQCA-321 | RANGEHOOD: electric, domestic |  |  | 1 | ARCH-FFE | TRUE | FALSE | FALSE
FQ | Furniture and Non-medical Equipment | CA | Catering and Kitchen Equipment |  | 326 | FQCA-326 | RANGEHOOD: electric, commercial |  |  | 1 | ARCH-FFE | TRUE | FALSE | FALSE
FQ | Furniture and Non-medical Equipment | CA | Catering and Kitchen Equipment |  | 331 | FQCA-331 | OVEN: gas, domestic |  |  | 1 | ARCH-FFE | TRUE | FALSE | FALSE
FQ | Furniture and Non-medical Equipment | CA | Catering and Kitchen Equipment |  | 336 | FQCA-336 | OVEN: gas, commercial |  |  | 1 | ARCH-FFE | TRUE | FALSE | FALSE
FQ | Furniture and Non-medical Equipment | CA | Catering and Kitchen Equipment |  | 337 | FQCA-337 | OVEN: gas, commercial, combination convection and steam |  |  | 1 | ARCH-FFE | TRUE | FALSE | FALSE
FQ | Furniture and Non-medical Equipment | CA | Catering and Kitchen Equipment |  | 341 | FQCA-341 | OVEN: electric, domestic |  |  | 1 | ARCH-FFE | TRUE | FALSE | FALSE
FQ | Furniture and Non-medical Equipment | CA | Catering and Kitchen Equipment |  | 346 | FQCA-346 | OVEN: electric, commercial |  |  | 1 | ARCH-FFE | TRUE | FALSE | FALSE
FQ | Furniture and Non-medical Equipment | CA | Catering and Kitchen Equipment |  | 347 | FQCA-347 | OVEN: electric, commercial, combination convection and steam |  |  | 1 | ARCH-FFE | TRUE | FALSE | FALSE
FQ | Furniture and Non-medical Equipment | CA | Catering and Kitchen Equipment |  | 351 | FQCA-351 | GRILL: gas, domestic |  |  | 1 | ARCH-FFE | TRUE | FALSE | FALSE
FQ | Furniture and Non-medical Equipment | CA | Catering and Kitchen Equipment |  | 356 | FQCA-356 | GRILL: gas, commercial |  |  | 1 | ARCH-FFE | TRUE | FALSE | FALSE
FQ | Furniture and Non-medical Equipment | CA | Catering and Kitchen Equipment |  | 357 | FQCA-357 | GRILL: gas, commercial, salamander |  |  | 1 | ARCH-FFE | TRUE | FALSE | FALSE
FQ | Furniture and Non-medical Equipment | CA | Catering and Kitchen Equipment |  | 361 | FQCA-361 | GRILL: electric, domestic |  |  | 1 | ARCH-FFE | TRUE | FALSE | FALSE
FQ | Furniture and Non-medical Equipment | CA | Catering and Kitchen Equipment |  | 366 | FQCA-366 | GRILL: electric, commercial |  |  | 1 | ARCH-FFE | TRUE | FALSE | FALSE
FQ | Furniture and Non-medical Equipment | CA | Catering and Kitchen Equipment |  | 367 | FQCA-367 | GRILL: electric, commercial, salamander |  |  | 1 | ARCH-FFE | TRUE | FALSE | FALSE
FQ | Furniture and Non-medical Equipment | CA | Catering and Kitchen Equipment |  | 368 | FQCA-368 | GRILL: electric, commercial, contact |  |  | 1 | ARCH-FFE | TRUE | FALSE | FALSE
FQ | Furniture and Non-medical Equipment | CA | Catering and Kitchen Equipment |  | 376 | FQCA-376 | DEEP FRYER: gas, commercial, floor standing |  |  | 1 | ARCH-FFE | TRUE | FALSE | FALSE
FQ | Furniture and Non-medical Equipment | CA | Catering and Kitchen Equipment |  | 377 | FQCA-377 | DEEP FRYER: gas, commercial, benchtop |  |  | 3 | ARCH-FFE | TRUE | FALSE | FALSE
FQ | Furniture and Non-medical Equipment | CA | Catering and Kitchen Equipment |  | 386 | FQCA-386 | DEEP FRYER: electric, commercial, floor standing |  |  | 1 | ARCH-FFE | TRUE | FALSE | FALSE
FQ | Furniture and Non-medical Equipment | CA | Catering and Kitchen Equipment |  | 387 | FQCA-387 | DEEP FRYER: electric, commercial, benchtop |  |  | 3 | ARCH-FFE | TRUE | FALSE | FALSE
FQ | Furniture and Non-medical Equipment | CA | Catering and Kitchen Equipment |  | 396 | FQCA-396 | TILT KETTLE: commercial, benchtop |  |  | 3 | ARCH-FFE | TRUE | FALSE | FALSE
FQ | Furniture and Non-medical Equipment | CA | Catering and Kitchen Equipment |  | 397 | FQCA-397 | TILT KETTLE: commercial, floor standing |  |  | 3 | ARCH-FFE | TRUE | FALSE | FALSE
FQ | Furniture and Non-medical Equipment | CA | Catering and Kitchen Equipment |  | 401 | FQCA-401 | FRIDGE: domestic, 120L nom, single door, under bench |  |  | 3 | ARCH-FFE | TRUE | FALSE | TRUE
FQ | Furniture and Non-medical Equipment | CA | Catering and Kitchen Equipment |  | 402 | FQCA-402 | FRIDGE: domestic, 300L nom, single door |  |  | 3 | ARCH-FFE | TRUE | FALSE | FALSE
FQ | Furniture and Non-medical Equipment | CA | Catering and Kitchen Equipment |  | 403 | FQCA-403 | FRIDGE: domestic, 500L nom, single door |  |  | 3 | ARCH-FFE | TRUE | FALSE | FALSE
FQ | Furniture and Non-medical Equipment | CA | Catering and Kitchen Equipment |  | 404 | FQCA-404 | FRIDGE: domestic, 1000L nom, double door |  |  | 3 | ARCH-FFE | TRUE | FALSE | FALSE
FQ | Furniture and Non-medical Equipment | CA | Catering and Kitchen Equipment |  | 411 | FQCA-411 | FRIDGE: domestic, with freezer, 120L nom, single door, under bench |  |  | 3 | ARCH-FFE | TRUE | FALSE | FALSE
FQ | Furniture and Non-medical Equipment | CA | Catering and Kitchen Equipment |  | 412 | FQCA-412 | FRIDGE: domestic, with freezer, 300L nom, single door |  |  | 3 | ARCH-FFE | TRUE | FALSE | FALSE
FQ | Furniture and Non-medical Equipment | CA | Catering and Kitchen Equipment |  | 413 | FQCA-413 | FRIDGE: domestic, with freezer, 500L nom, single door |  |  | 3 | ARCH-FFE | TRUE | FALSE | FALSE
FQ | Furniture and Non-medical Equipment | CA | Catering and Kitchen Equipment |  | 414 | FQCA-414 | FRIDGE: domestic, with freezer, 1000L nom, double door |  |  | 3 | ARCH-FFE | TRUE | FALSE | FALSE
FQ | Furniture and Non-medical Equipment | CA | Catering and Kitchen Equipment |  | 421 | FQCA-421 | FRIDGE: commercial, 120L nom, single door, under bench |  |  | 3 | ARCH-FFE | TRUE | FALSE | FALSE
FQ | Furniture and Non-medical Equipment | CA | Catering and Kitchen Equipment |  | 422 | FQCA-422 | FRIDGE: commercial, 300L nom, single door |  |  | 3 | ARCH-FFE | TRUE | FALSE | FALSE
FQ | Furniture and Non-medical Equipment | CA | Catering and Kitchen Equipment |  | 423 | FQCA-423 | FRIDGE: commercial, 500L nom, single door |  |  | 3 | ARCH-FFE | TRUE | FALSE | FALSE
FQ | Furniture and Non-medical Equipment | CA | Catering and Kitchen Equipment |  | 424 | FQCA-424 | FRIDGE: commercial, 1000L nom, double door |  |  | 3 | ARCH-FFE | TRUE | FALSE | FALSE
FQ | Furniture and Non-medical Equipment | CA | Catering and Kitchen Equipment |  | 431 | FQCA-431 | FRIDGE: commercial, with freezer, 120L nom, single door, under bench |  |  | 3 | ARCH-FFE | TRUE | FALSE | FALSE
FQ | Furniture and Non-medical Equipment | CA | Catering and Kitchen Equipment |  | 432 | FQCA-432 | FRIDGE: commercial, with freezer, 300L nom, single door |  |  | 3 | ARCH-FFE | TRUE | FALSE | FALSE
FQ | Furniture and Non-medical Equipment | CA | Catering and Kitchen Equipment |  | 433 | FQCA-433 | FRIDGE: commercial, with freezer, 500L nom, single door |  |  | 3 | ARCH-FFE | TRUE | FALSE | FALSE
FQ | Furniture and Non-medical Equipment | CA | Catering and Kitchen Equipment |  | 434 | FQCA-434 | FRIDGE: commercial, with freezer, 1000L nom, double door |  |  | 3 | ARCH-FFE | TRUE | FALSE | FALSE
FQ | Furniture and Non-medical Equipment | CA | Catering and Kitchen Equipment |  | 451 | FQCA-451 | FREEZER: domestic, 120L nom, single door, under bench |  |  | 3 | ARCH-FFE | TRUE | FALSE | FALSE
FQ | Furniture and Non-medical Equipment | CA | Catering and Kitchen Equipment |  | 452 | FQCA-452 | FREEZER: domestic, 250L nom, single door |  |  | 3 | ARCH-FFE | TRUE | FALSE | FALSE
FQ | Furniture and Non-medical Equipment | CA | Catering and Kitchen Equipment |  | 461 | FQCA-461 | FREEZER: commercial, 120L nom, single door, under bench |  |  | 3 | ARCH-FFE | TRUE | FALSE | FALSE
FQ | Furniture and Non-medical Equipment | CA | Catering and Kitchen Equipment |  | 462 | FQCA-462 | FREEZER: commercial, 250L nom, single door |  |  | 3 | ARCH-FFE | TRUE | FALSE | FALSE
FQ | Furniture and Non-medical Equipment | CA | Catering and Kitchen Equipment |  | 463 | FQCA-463 | FREEZER: commercial, 500L nom, single door |  |  | 3 | ARCH-FFE | TRUE | FALSE | FALSE
FQ | Furniture and Non-medical Equipment | CA | Catering and Kitchen Equipment |  | 464 | FQCA-464 | FREEZER: commercial, 1000L nom, double door |  |  | 3 | ARCH-FFE | TRUE | FALSE | FALSE
FQ | Furniture and Non-medical Equipment | CA | Catering and Kitchen Equipment |  | 471 | FQCA-471 | FREEZER: commercial, 200L nom, chest |  |  | 3 | ARCH-FFE | TRUE | FALSE | FALSE
FQ | Furniture and Non-medical Equipment | CA | Catering and Kitchen Equipment |  | 441 | FQCA-441 | BLAST CHILLER: commercial, 5 shelves |  |  | 3 | ARCH-FFE | TRUE | FALSE | FALSE
FQ | Furniture and Non-medical Equipment | CA | Catering and Kitchen Equipment |  | 442 | FQCA-442 | BLAST CHILLER: commercial, 10 shelves |  |  | 3 | ARCH-FFE | TRUE | FALSE | FALSE
FQ | Furniture and Non-medical Equipment | CA | Catering and Kitchen Equipment |  | 443 | FQCA-443 | BLAST CHILLER: commercial, 15 shelves |  |  | 3 | ARCH-FFE | TRUE | FALSE | FALSE
FQ | Furniture and Non-medical Equipment | CA | Catering and Kitchen Equipment |  | 444 | FQCA-444 | BLAST CHILLER: commercial, for trolley |  |  | 3 | ARCH-FFE | TRUE | FALSE | FALSE
FQ | Furniture and Non-medical Equipment | CA | Catering and Kitchen Equipment |  | 231 | FQCA-231 | ICE MACHINE: commercial, benchtop |  |  | 3 | ARCH-FFE | TRUE | FALSE | FALSE
FQ | Furniture and Non-medical Equipment | CA | Catering and Kitchen Equipment |  | 232 | FQCA-232 | ICE MACHINE: commercial, under bench |  |  | 3 | ARCH-FFE | TRUE | FALSE | FALSE
FQ | Furniture and Non-medical Equipment | CA | Catering and Kitchen Equipment |  | 233 | FQCA-233 | ICE MACHINE: commercial, tall |  |  | 3 | ARCH-FFE | TRUE | FALSE | FALSE
FQ | Furniture and Non-medical Equipment | CA | Catering and Kitchen Equipment |  | 481 | FQCA-481 | PLATE DISPENSER: heated, built-in |  |  | 1 | ARCH-FFE | TRUE | FALSE | FALSE
FQ | Furniture and Non-medical Equipment | CA | Catering and Kitchen Equipment |  | 482 | FQCA-482 | PLATE DISPENSER: heated, mobile |  |  | 3 | ARCH-FFE | TRUE | FALSE | FALSE
FQ | Furniture and Non-medical Equipment | CA | Catering and Kitchen Equipment |  | 486 | FQCA-486 | PLATE DISPENSER: ambient, built-in |  |  | 1 | ARCH-FFE | TRUE | FALSE | FALSE
FQ | Furniture and Non-medical Equipment | CA | Catering and Kitchen Equipment |  | 487 | FQCA-487 | PLATE DISPENSER: ambient, mobile |  |  | 3 | ARCH-FFE | TRUE | FALSE | FALSE
FQ | Furniture and Non-medical Equipment | CA | Catering and Kitchen Equipment |  | 491 | FQCA-491 | CONVEYOR: plating, built-in |  |  | 1 | ARCH-FFE | TRUE | FALSE | FALSE
FQ | Furniture and Non-medical Equipment | CA | Catering and Kitchen Equipment |  | 492 | FQCA-492 | CONVEYOR: plating, mobile |  |  | 3 | ARCH-FFE | TRUE | FALSE | FALSE
FQ | Furniture and Non-medical Equipment | CA | Catering and Kitchen Equipment |  | 241 | FQCA-241 | BEVERAGE DISPENSER: chilled beverages, benchtop |  |  | 3 | ARCH-FFE | TRUE | FALSE | FALSE
FQ | Furniture and Non-medical Equipment | CA | Catering and Kitchen Equipment |  | 242 | FQCA-242 | BEVERAGE DISPENSER: chilled beverages and ice, benchtop |  |  | 3 | ARCH-FFE | TRUE | FALSE | FALSE
FQ | Furniture and Non-medical Equipment | CA | Catering and Kitchen Equipment |  | 243 | FQCA-243 | BEVERAGE DISPENSER: hot beverages, benchtop |  |  | 3 | ARCH-FFE | TRUE | FALSE | FALSE
FQ | Furniture and Non-medical Equipment | CL | Cleaning, Laundry and Linen Services |  | 001 | FQCL-001 | FLOOR CLEANER: carpet shampooer | FQCW-046 | CLEANER: carpet, shampooer | 3 | ARCH-FFE | TRUE | FALSE | FALSE
FQ | Furniture and Non-medical Equipment | CL | Cleaning, Laundry and Linen Services |  | 006 | FQCL-006 | FLOOR CLEANER: polisher | FQCW-059 | POLISHER: floor, scrubber | 3 | ARCH-FFE | TRUE | FALSE | FALSE
FQ | Furniture and Non-medical Equipment | CL | Cleaning, Laundry and Linen Services |  | 011 | FQCL-011 | FLOOR CLEANER: steam | FQCW-048 | CLEANER: steam | 3 | ARCH-FFE | TRUE | FALSE | FALSE
FQ | Furniture and Non-medical Equipment | CL | Cleaning, Laundry and Linen Services |  | 016 | FQCL-016 | FLOOR CLEANER: steam, pressure | FQCW-048 | CLEANER: steam | 3 | ARCH-FFE | TRUE | FALSE | FALSE
FQ | Furniture and Non-medical Equipment | CL | Cleaning, Laundry and Linen Services |  | 021 | FQCL-021 | FLOOR CLEANER: floor scrubber, push |  |  | 3 | ARCH-FFE | TRUE | FALSE | FALSE
FQ | Furniture and Non-medical Equipment | CL | Cleaning, Laundry and Linen Services |  | 022 | FQCL-022 | FLOOR CLEANER: floor scrubber, walk-behind | FQCW-047 | CLEANER: scrubber, floor | 3 | ARCH-FFE | TRUE | FALSE | FALSE
FQ | Furniture and Non-medical Equipment | CL | Cleaning, Laundry and Linen Services |  | 023 | FQCL-023 | FLOOR CLEANER: floor scrubber, step-on |  |  | 3 | ARCH-FFE | TRUE | FALSE | FALSE
FQ | Furniture and Non-medical Equipment | CL | Cleaning, Laundry and Linen Services |  | 024 | FQCL-024 | FLOOR CLEANER: floor scrubber, ride-on |  |  | 3 | ARCH-FFE | TRUE | FALSE | FALSE
FQ | Furniture and Non-medical Equipment | CL | Cleaning, Laundry and Linen Services |  | 031 | FQCL-031 | VACUUM: domestic |  |  | 3 | ARCH-FFE | TRUE | FALSE | FALSE
FQ | Furniture and Non-medical Equipment | CL | Cleaning, Laundry and Linen Services |  | 032 | FQCL-032 | VACUUM: commercial | FQCW-050 | CLEANER: vacuum, commercial | 3 | ARCH-FFE | TRUE | FALSE | FALSE
FQ | Furniture and Non-medical Equipment | CL | Cleaning, Laundry and Linen Services |  | 033 | FQCL-033 | VACUUM: wet and dry | FQCW-051 | CLEANER: vacuum, wet and dry | 3 | ARCH-FFE | TRUE | FALSE | FALSE
FQ | Furniture and Non-medical Equipment | CL | Cleaning, Laundry and Linen Services |  | 041 | FQCL-041 | TROLLEY: cleaner | FQSM-021 | TROLLEY: cleaner | 3 | ARCH-FFE | TRUE | FALSE | FALSE
FQ | Furniture and Non-medical Equipment | CL | Cleaning, Laundry and Linen Services |  | 051 | FQCL-051 | BUCKET: cleaner | FQCW-045 | BUCKET: cleaner | 3 | ARCH-FFE | TRUE | FALSE | FALSE
FQ | Furniture and Non-medical Equipment | CL | Cleaning, Laundry and Linen Services |  | 052 | FQCL-052 | BUCKET: cleaner, mopping |  |  | 3 | ARCH-FFE | TRUE | FALSE | TRUE
FQ | Furniture and Non-medical Equipment | CL | Cleaning, Laundry and Linen Services |  | 053 | FQCL-053 | BUCKET: cleaner, mopping, with ringer |  |  | 3 | ARCH-FFE | TRUE | FALSE | FALSE
FQ | Furniture and Non-medical Equipment | CL | Cleaning, Laundry and Linen Services |  | 056 | FQCL-056 | BUCKET: cleaner, mop head charging |  |  | 3 | ARCH-FFE | TRUE | FALSE | FALSE
FQ | Furniture and Non-medical Equipment | CL | Cleaning, Laundry and Linen Services |  | 061 | FQCL-061 | CADDY: cleaning tools and supplies |  |  | 3 | ARCH-FFE | TRUE | FALSE | FALSE
FQ | Furniture and Non-medical Equipment | CL | Cleaning, Laundry and Linen Services |  | 101 | FQCL-101 | WASHING MACHINE: laundry, domestic, front loading | FQCW-063 | MACHINE: washing, domestic, front loading | 3 | ARCH-FFE | TRUE | FALSE | TRUE
FQ | Furniture and Non-medical Equipment | CL | Cleaning, Laundry and Linen Services |  | 102 | FQCL-102 | WASHING MACHINE: laundry, domestic, top loading | FQCW-056 | MACHINE: washing, domestic | 3 | ARCH-FFE | TRUE | FALSE | FALSE
FQ | Furniture and Non-medical Equipment | CL | Cleaning, Laundry and Linen Services |  | 106 | FQCL-106 | WASHING MACHINE: laundry, industrial | FQCW-057 | MACHINE: washing, industrial | 3 | ARCH-FFE | TRUE | FALSE | FALSE
FQ | Furniture and Non-medical Equipment | CL | Cleaning, Laundry and Linen Services |  | 111 | FQCL-111 | DRYER: laundry, domestic | FQGE-015 | DRYER: clothes, domestic | 3 | ARCH-FFE | TRUE | FALSE | TRUE
FQ | Furniture and Non-medical Equipment | CL | Cleaning, Laundry and Linen Services |  | 116 | FQCL-116 | DRYER: laundry, industrial | FQGE-016 | DRYER: clothes, industrial | 3 | ARCH-FFE | TRUE | FALSE | FALSE
FQ | Furniture and Non-medical Equipment | CL | Cleaning, Laundry and Linen Services |  | 121 | FQCL-121 | PLINTH: washing machine, domestic | MMAH-039 | PLINTH: laundry | 3 | ARCH-FFE | TRUE | FALSE | TRUE
FQ | Furniture and Non-medical Equipment | CL | Cleaning, Laundry and Linen Services |  | 122 | FQCL-122 | PLINTH: washing machine, domestic, with drawer |  |  | 3 | ARCH-FFE | TRUE | FALSE | FALSE
FQ | Furniture and Non-medical Equipment | CL | Cleaning, Laundry and Linen Services |  | 126 | FQCL-126 | PLINTH: washing machine, industrial |  |  | 3 | ARCH-FFE | TRUE | FALSE | FALSE
FQ | Furniture and Non-medical Equipment | CL | Cleaning, Laundry and Linen Services |  | 131 | FQCL-131 | PLINTH: dryer, domestic | MMAH-039 | PLINTH: laundry | 3 | ARCH-FFE | TRUE | FALSE | TRUE
FQ | Furniture and Non-medical Equipment | CL | Cleaning, Laundry and Linen Services |  | 132 | FQCL-132 | PLINTH: dryer, domestic, with drawer |  |  | 3 | ARCH-FFE | TRUE | FALSE | FALSE
FQ | Furniture and Non-medical Equipment | CL | Cleaning, Laundry and Linen Services |  | 136 | FQCL-136 | PLINTH: dryer, industrial |  |  | 3 | ARCH-FFE | TRUE | FALSE | FALSE
FQ | Furniture and Non-medical Equipment | CL | Cleaning, Laundry and Linen Services |  | 141 | FQCL-141 | STACKING KIT: washing machine and dryer, domestic |  |  | 3 | ARCH-FFE | TRUE | FALSE | TRUE
FQ | Furniture and Non-medical Equipment | CL | Cleaning, Laundry and Linen Services |  | 146 | FQCL-146 | STACKING KIT: washing machine and dryer, industrial |  |  | 3 | ARCH-FFE | TRUE | FALSE | FALSE
FQ | Furniture and Non-medical Equipment | CL | Cleaning, Laundry and Linen Services |  | 152 | FQCL-152 | APPLIANCE: iron, laundry, electric, domestic |  |  | 3 | ARCH-FFE | TRUE | FALSE | FALSE
FQ | Furniture and Non-medical Equipment | CL | Cleaning, Laundry and Linen Services |  | 153 | FQCL-153 | APPLIANCE: steam iron, laundry, electric, domestic |  |  | 3 | ARCH-FFE | TRUE | FALSE | FALSE
FQ | Furniture and Non-medical Equipment | CL | Cleaning, Laundry and Linen Services |  | 161 | FQCL-161 | IRONING BOARD: laundry, folding, mobile |  |  | 3 | ARCH-FFE | TRUE | FALSE | FALSE
FQ | Furniture and Non-medical Equipment | CL | Cleaning, Laundry and Linen Services |  | 162 | FQCL-162 | IRONING BOARD: laundry, folding, wall mounted |  |  | 1 | ARCH-FFE | TRUE | FALSE | FALSE
FQ | Furniture and Non-medical Equipment | CL | Cleaning, Laundry and Linen Services |  | 171 | FQCL-171 | DRYING RACK: laundry, folding, mobile | FQSM-011 | RACK: drying, clothes, mobile | 3 | ARCH-FFE | TRUE | FALSE | FALSE
FQ | Furniture and Non-medical Equipment | CL | Cleaning, Laundry and Linen Services |  | 172 | FQCL-172 | DRYING RACK: laundry, folding, wall mounted |  |  | 1 | ARCH-FFE | TRUE | FALSE | FALSE
FQ | Furniture and Non-medical Equipment | CL | Cleaning, Laundry and Linen Services |  | 181 | FQCL-181 | BASKET: laundry | FQSM-001 | BASKET: laundry | 3 | ARCH-FFE | TRUE | FALSE | FALSE
FQ | Furniture and Non-medical Equipment | CL | Cleaning, Laundry and Linen Services |  | 186 | FQCL-186 | TROLLEY: laundry basket | FQSM-030 | TROLLEY: laundry, basket | 3 | ARCH-FFE | TRUE | FALSE | FALSE
FQ | Furniture and Non-medical Equipment | CL | Cleaning, Laundry and Linen Services |  | 191 | FQCL-191 | TROLLEY: laundry tub skip, 350L | FQSM-031 | TROLLEY: poly bins | 3 | ARCH-FFE | TRUE | FALSE | FALSE
FQ | Furniture and Non-medical Equipment | CL | Cleaning, Laundry and Linen Services |  | 192 | FQCL-192 | TROLLEY: laundry tub skip, 450L |  |  | 3 | ARCH-FFE | TRUE | FALSE | FALSE
FQ | Furniture and Non-medical Equipment | CL | Cleaning, Laundry and Linen Services |  | 193 | FQCL-193 | TROLLEY: laundry tub skip, 650L |  |  | 3 | ARCH-FFE | TRUE | FALSE | FALSE
FQ | Furniture and Non-medical Equipment | CL | Cleaning, Laundry and Linen Services |  | 211 | FQCL-211 | LINEN CARRIER: dirty, single skip | MMGE-048 | LINEN CARRIER: dirty, single | 3 | ARCH-FFE | TRUE | FALSE | TRUE
FQ | Furniture and Non-medical Equipment | CL | Cleaning, Laundry and Linen Services |  | 212 | FQCL-212 | LINEN CARRIER: dirty, single skip, with foot pedal operated lid |  |  | 3 | ARCH-FFE | TRUE | FALSE | FALSE
FQ | Furniture and Non-medical Equipment | CL | Cleaning, Laundry and Linen Services |  | 221 | FQCL-221 | LINEN CARRIER: dirty, double skip |  |  | 3 | ARCH-FFE | TRUE | FALSE | FALSE
FQ | Furniture and Non-medical Equipment | CL | Cleaning, Laundry and Linen Services |  | 222 | FQCL-222 | LINEN CARRIER: dirty, double skip, with foot pedal operated lids |  |  | 3 | ARCH-FFE | TRUE | FALSE | FALSE
FQ | Furniture and Non-medical Equipment | CL | Cleaning, Laundry and Linen Services |  | 231 | FQCL-231 | LINEN CARRIER: dirty, triple skip |  |  | 3 | ARCH-FFE | TRUE | FALSE | FALSE
FQ | Furniture and Non-medical Equipment | CL | Cleaning, Laundry and Linen Services |  | 232 | FQCL-232 | LINEN CARRIER: dirty, triple skip, with foot pedal operated lids |  |  | 3 | ARCH-FFE | TRUE | FALSE | FALSE
FQ | Furniture and Non-medical Equipment | CL | Cleaning, Laundry and Linen Services |  | 251 | FQCL-251 | TROLLEY: clean linen, small | MMGE-110 | TROLLEY: clean linen, small | 3 | ARCH-FFE | TRUE | FALSE | FALSE
FQ | Furniture and Non-medical Equipment | CL | Cleaning, Laundry and Linen Services |  | 252 | FQCL-252 | TROLLEY: clean linen, medium |  |  | 3 | ARCH-FFE | TRUE | FALSE | FALSE
FQ | Furniture and Non-medical Equipment | CL | Cleaning, Laundry and Linen Services |  | 253 | FQCL-253 | TROLLEY: clean linen, large | MMGE-109 | TROLLEY: clean linen | 3 | ARCH-FFE | TRUE | FALSE | FALSE
FQ | Furniture and Non-medical Equipment | CL | Cleaning, Laundry and Linen Services |  | 271 | FQCL-271 | TROLLEY: dirty linen collection, small |  |  | 3 | ARCH-FFE | TRUE | FALSE | FALSE
FQ | Furniture and Non-medical Equipment | CL | Cleaning, Laundry and Linen Services |  | 272 | FQCL-272 | TROLLEY: dirty linen collection, medium |  |  | 3 | ARCH-FFE | TRUE | FALSE | FALSE
FQ | Furniture and Non-medical Equipment | CL | Cleaning, Laundry and Linen Services |  | 273 | FQCL-273 | TROLLEY: dirty linen collection, large | MMGE-143 | TROLLEY: soiled linen collection | 3 | ARCH-FFE | TRUE | FALSE | FALSE
FQ | Furniture and Non-medical Equipment | DW | Desks and Workstations |  | 081 | FQDW-081 | WORKSTATION SYSTEM: partition | FQDW-036 | PARTITION: workstation system | 3 | ARCH-FFE | TRUE | FALSE | FALSE
FQ | Furniture and Non-medical Equipment | DW | Desks and Workstations |  | 082 | FQDW-082 | WORKSTATION SYSTEM: partition, acoustic | FQDW-043 | PARTITION: workstation system, acoustic | 3 | ARCH-FFE | TRUE | FALSE | TRUE
FQ | Furniture and Non-medical Equipment | DW | Desks and Workstations |  | 086 | FQDW-086 | WORKSTATION SYSTEM: privacy divider |  |  | 3 | ARCH-FFE | TRUE | FALSE | FALSE
FQ | Furniture and Non-medical Equipment | DW | Desks and Workstations |  | 087 | FQDW-087 | WORKSTATION SYSTEM: privacy divider, acoustic |  |  | 3 | ARCH-FFE | TRUE | FALSE | FALSE
FQ | Furniture and Non-medical Equipment | DW | Desks and Workstations |  | 091 | FQDW-091 | WORKSTATION SYSTEM: modesty panel |  |  | 3 | ARCH-FFE | TRUE | FALSE | FALSE
FQ | Furniture and Non-medical Equipment | DW | Desks and Workstations |  | 096 | FQDW-096 | WORKSTATION SYSTEM: shelf, partition mounted | FQDW-010 | SHELF: workstation system | 3 | ARCH-FFE | TRUE | FALSE | FALSE
FQ | Furniture and Non-medical Equipment | DW | Desks and Workstations |  | 101 | FQDW-101 | WORKSTATION: straight, fixed height, 720H, 600D |  |  | 3 | ARCH-FFE | TRUE | FALSE | FALSE
FQ | Furniture and Non-medical Equipment | DW | Desks and Workstations |  | 102 | FQDW-102 | WORKSTATION: straight, fixed height, 720H, 650D |  |  | 3 | ARCH-FFE | TRUE | FALSE | FALSE
FQ | Furniture and Non-medical Equipment | DW | Desks and Workstations |  | 103 | FQDW-103 | WORKSTATION: straight, fixed height, 720H, 700D |  |  | 3 | ARCH-FFE | TRUE | FALSE | FALSE
FQ | Furniture and Non-medical Equipment | DW | Desks and Workstations |  | 104 | FQDW-104 | WORKSTATION: straight, fixed height, 720H, 750D |  |  | 3 | ARCH-FFE | TRUE | FALSE | FALSE
FQ | Furniture and Non-medical Equipment | DW | Desks and Workstations |  | 105 | FQDW-105 | WORKSTATION: straight, fixed height, 720H, 800D |  |  | 3 | ARCH-FFE | TRUE | FALSE | FALSE
FQ | Furniture and Non-medical Equipment | DW | Desks and Workstations |  | 111 | FQDW-111 | WORKSTATION: straight, fixed height, 900H, 600D |  |  | 3 | ARCH-FFE | TRUE | FALSE | FALSE
FQ | Furniture and Non-medical Equipment | DW | Desks and Workstations |  | 112 | FQDW-112 | WORKSTATION: straight, fixed height, 900H, 650D |  |  | 3 | ARCH-FFE | TRUE | FALSE | FALSE
FQ | Furniture and Non-medical Equipment | DW | Desks and Workstations |  | 113 | FQDW-113 | WORKSTATION: straight, fixed height, 900H, 700D |  |  | 3 | ARCH-FFE | TRUE | FALSE | FALSE
FQ | Furniture and Non-medical Equipment | DW | Desks and Workstations |  | 114 | FQDW-114 | WORKSTATION: straight, fixed height, 900H, 750D |  |  | 3 | ARCH-FFE | TRUE | FALSE | FALSE
FQ | Furniture and Non-medical Equipment | DW | Desks and Workstations |  | 115 | FQDW-115 | WORKSTATION: straight, fixed height, 900H, 800D |  |  | 3 | ARCH-FFE | TRUE | FALSE | FALSE
FQ | Furniture and Non-medical Equipment | DW | Desks and Workstations |  | 121 | FQDW-121 | WORKSTATION: straight, fixed height, 1050H, 600D |  |  | 3 | ARCH-FFE | TRUE | FALSE | FALSE
FQ | Furniture and Non-medical Equipment | DW | Desks and Workstations |  | 122 | FQDW-122 | WORKSTATION: straight, fixed height, 1050H, 650D |  |  | 3 | ARCH-FFE | TRUE | FALSE | FALSE
FQ | Furniture and Non-medical Equipment | DW | Desks and Workstations |  | 123 | FQDW-123 | WORKSTATION: straight, fixed height, 1050H, 700D |  |  | 3 | ARCH-FFE | TRUE | FALSE | FALSE
FQ | Furniture and Non-medical Equipment | DW | Desks and Workstations |  | 124 | FQDW-124 | WORKSTATION: straight, fixed height, 1050H, 750D |  |  | 3 | ARCH-FFE | TRUE | FALSE | FALSE
FQ | Furniture and Non-medical Equipment | DW | Desks and Workstations |  | 125 | FQDW-125 | WORKSTATION: straight, fixed height, 1050H, 800D |  |  | 3 | ARCH-FFE | TRUE | FALSE | FALSE
FQ | Furniture and Non-medical Equipment | DW | Desks and Workstations |  | 131 | FQDW-131 | WORKSTATION: straight, adjustable height, 720H nom, 600D |  |  | 3 | ARCH-FFE | TRUE | FALSE | FALSE
FQ | Furniture and Non-medical Equipment | DW | Desks and Workstations |  | 132 | FQDW-132 | WORKSTATION: straight, adjustable height, 720H nom, 650D |  |  | 3 | ARCH-FFE | TRUE | FALSE | FALSE
FQ | Furniture and Non-medical Equipment | DW | Desks and Workstations |  | 133 | FQDW-133 | WORKSTATION: straight, adjustable height, 720H nom, 700D |  |  | 3 | ARCH-FFE | TRUE | FALSE | FALSE
FQ | Furniture and Non-medical Equipment | DW | Desks and Workstations |  | 134 | FQDW-134 | WORKSTATION: straight, adjustable height, 720H nom, 750D |  |  | 3 | ARCH-FFE | TRUE | FALSE | FALSE
FQ | Furniture and Non-medical Equipment | DW | Desks and Workstations |  | 135 | FQDW-135 | WORKSTATION: straight, adjustable height, 720H nom, 800D |  |  | 3 | ARCH-FFE | TRUE | FALSE | FALSE
FQ | Furniture and Non-medical Equipment | DW | Desks and Workstations |  | 161 | FQDW-161 | WORKSTATION: straight, adjustable height, electric, 720H nom, 600D |  |  | 3 | ARCH-FFE | TRUE | FALSE | FALSE
FQ | Furniture and Non-medical Equipment | DW | Desks and Workstations |  | 162 | FQDW-162 | WORKSTATION: straight, adjustable height, electric, 720H nom, 650D |  |  | 3 | ARCH-FFE | TRUE | FALSE | FALSE
FQ | Furniture and Non-medical Equipment | DW | Desks and Workstations |  | 163 | FQDW-163 | WORKSTATION: straight, adjustable height, electric, 720H nom, 700D |  |  | 3 | ARCH-FFE | TRUE | FALSE | FALSE
FQ | Furniture and Non-medical Equipment | DW | Desks and Workstations |  | 164 | FQDW-164 | WORKSTATION: straight, adjustable height, electric, 720H nom, 750D |  |  | 3 | ARCH-FFE | TRUE | FALSE | FALSE
FQ | Furniture and Non-medical Equipment | DW | Desks and Workstations |  | 165 | FQDW-165 | WORKSTATION: straight, adjustable height, electric, 720H nom, 800D |  |  | 3 | ARCH-FFE | TRUE | FALSE | FALSE
FQ | Furniture and Non-medical Equipment | DW | Desks and Workstations |  | 201 | FQDW-201 | WORKSTATION: 120-degree, fixed height, 720H, 600D |  |  | 3 | ARCH-FFE | TRUE | FALSE | FALSE
FQ | Furniture and Non-medical Equipment | DW | Desks and Workstations |  | 202 | FQDW-202 | WORKSTATION: 120-degree, fixed height, 720H, 650D |  |  | 3 | ARCH-FFE | TRUE | FALSE | FALSE
FQ | Furniture and Non-medical Equipment | DW | Desks and Workstations |  | 203 | FQDW-203 | WORKSTATION: 120-degree, fixed height, 720H, 700D |  |  | 3 | ARCH-FFE | TRUE | FALSE | FALSE
FQ | Furniture and Non-medical Equipment | DW | Desks and Workstations |  | 204 | FQDW-204 | WORKSTATION: 120-degree, fixed height, 720H, 750D |  |  | 3 | ARCH-FFE | TRUE | FALSE | FALSE
FQ | Furniture and Non-medical Equipment | DW | Desks and Workstations |  | 205 | FQDW-205 | WORKSTATION: 120-degree, fixed height, 720H, 800D |  |  | 3 | ARCH-FFE | TRUE | FALSE | FALSE
FQ | Furniture and Non-medical Equipment | DW | Desks and Workstations |  | 211 | FQDW-211 | WORKSTATION: 120-degree, fixed height, 900H, 600D |  |  | 3 | ARCH-FFE | TRUE | FALSE | FALSE
FQ | Furniture and Non-medical Equipment | DW | Desks and Workstations |  | 212 | FQDW-212 | WORKSTATION: 120-degree, fixed height, 900H, 650D |  |  | 3 | ARCH-FFE | TRUE | FALSE | FALSE
FQ | Furniture and Non-medical Equipment | DW | Desks and Workstations |  | 213 | FQDW-213 | WORKSTATION: 120-degree, fixed height, 900H, 700D |  |  | 3 | ARCH-FFE | TRUE | FALSE | FALSE
FQ | Furniture and Non-medical Equipment | DW | Desks and Workstations |  | 214 | FQDW-214 | WORKSTATION: 120-degree, fixed height, 900H, 750D |  |  | 3 | ARCH-FFE | TRUE | FALSE | FALSE
FQ | Furniture and Non-medical Equipment | DW | Desks and Workstations |  | 215 | FQDW-215 | WORKSTATION: 120-degree, fixed height, 900H, 800D |  |  | 3 | ARCH-FFE | TRUE | FALSE | FALSE
FQ | Furniture and Non-medical Equipment | DW | Desks and Workstations |  | 221 | FQDW-221 | WORKSTATION: 120-degree, fixed height, 1050H, 600D |  |  | 3 | ARCH-FFE | TRUE | FALSE | FALSE
FQ | Furniture and Non-medical Equipment | DW | Desks and Workstations |  | 222 | FQDW-222 | WORKSTATION: 120-degree, fixed height, 1050H, 650D |  |  | 3 | ARCH-FFE | TRUE | FALSE | FALSE
FQ | Furniture and Non-medical Equipment | DW | Desks and Workstations |  | 223 | FQDW-223 | WORKSTATION: 120-degree, fixed height, 1050H, 700D |  |  | 3 | ARCH-FFE | TRUE | FALSE | FALSE
FQ | Furniture and Non-medical Equipment | DW | Desks and Workstations |  | 224 | FQDW-224 | WORKSTATION: 120-degree, fixed height, 1050H, 750D |  |  | 3 | ARCH-FFE | TRUE | FALSE | FALSE
FQ | Furniture and Non-medical Equipment | DW | Desks and Workstations |  | 225 | FQDW-225 | WORKSTATION: 120-degree, fixed height, 1050H, 800D |  |  | 3 | ARCH-FFE | TRUE | FALSE | FALSE
FQ | Furniture and Non-medical Equipment | DW | Desks and Workstations |  | 231 | FQDW-231 | WORKSTATION: 120-degree, adjustable height, 720H nom, 600D |  |  | 3 | ARCH-FFE | TRUE | FALSE | FALSE
FQ | Furniture and Non-medical Equipment | DW | Desks and Workstations |  | 232 | FQDW-232 | WORKSTATION: 120-degree, adjustable height, 720H nom, 650D |  |  | 3 | ARCH-FFE | TRUE | FALSE | FALSE
FQ | Furniture and Non-medical Equipment | DW | Desks and Workstations |  | 233 | FQDW-233 | WORKSTATION: 120-degree, adjustable height, 720H nom, 700D |  |  | 3 | ARCH-FFE | TRUE | FALSE | FALSE
FQ | Furniture and Non-medical Equipment | DW | Desks and Workstations |  | 234 | FQDW-234 | WORKSTATION: 120-degree, adjustable height, 720H nom, 750D |  |  | 3 | ARCH-FFE | TRUE | FALSE | FALSE
FQ | Furniture and Non-medical Equipment | DW | Desks and Workstations |  | 235 | FQDW-235 | WORKSTATION: 120-degree, adjustable height, 720H nom, 800D |  |  | 3 | ARCH-FFE | TRUE | FALSE | FALSE
FQ | Furniture and Non-medical Equipment | DW | Desks and Workstations |  | 261 | FQDW-261 | WORKSTATION: 120-degree, adjustable height, electric, 720H nom, 600D |  |  | 3 | ARCH-FFE | TRUE | FALSE | FALSE
FQ | Furniture and Non-medical Equipment | DW | Desks and Workstations |  | 262 | FQDW-262 | WORKSTATION: 120-degree, adjustable height, electric, 720H nom, 650D |  |  | 3 | ARCH-FFE | TRUE | FALSE | FALSE
FQ | Furniture and Non-medical Equipment | DW | Desks and Workstations |  | 263 | FQDW-263 | WORKSTATION: 120-degree, adjustable height, electric, 720H nom, 700D |  |  | 3 | ARCH-FFE | TRUE | FALSE | FALSE
FQ | Furniture and Non-medical Equipment | DW | Desks and Workstations |  | 264 | FQDW-264 | WORKSTATION: 120-degree, adjustable height, electric, 720H nom, 750D |  |  | 3 | ARCH-FFE | TRUE | FALSE | FALSE
FQ | Furniture and Non-medical Equipment | DW | Desks and Workstations |  | 265 | FQDW-265 | WORKSTATION: 120-degree, adjustable height, electric, 720H nom, 800D |  |  | 3 | ARCH-FFE | TRUE | FALSE | FALSE
FQ | Furniture and Non-medical Equipment | DW | Desks and Workstations |  | 301 | FQDW-301 | WORKSTATION: corner, fixed height, 720H, 600D |  |  | 3 | ARCH-FFE | TRUE | FALSE | FALSE
FQ | Furniture and Non-medical Equipment | DW | Desks and Workstations |  | 302 | FQDW-302 | WORKSTATION: corner, fixed height, 720H, 650D |  |  | 3 | ARCH-FFE | TRUE | FALSE | FALSE
FQ | Furniture and Non-medical Equipment | DW | Desks and Workstations |  | 303 | FQDW-303 | WORKSTATION: corner, fixed height, 720H, 700D |  |  | 3 | ARCH-FFE | TRUE | FALSE | FALSE
FQ | Furniture and Non-medical Equipment | DW | Desks and Workstations |  | 304 | FQDW-304 | WORKSTATION: corner, fixed height, 720H, 750D |  |  | 3 | ARCH-FFE | TRUE | FALSE | FALSE
FQ | Furniture and Non-medical Equipment | DW | Desks and Workstations |  | 305 | FQDW-305 | WORKSTATION: corner, fixed height, 720H, 800D |  |  | 3 | ARCH-FFE | TRUE | FALSE | FALSE
FQ | Furniture and Non-medical Equipment | DW | Desks and Workstations |  | 311 | FQDW-311 | WORKSTATION: corner, fixed height, 900H, 600D |  |  | 3 | ARCH-FFE | TRUE | FALSE | FALSE
FQ | Furniture and Non-medical Equipment | DW | Desks and Workstations |  | 312 | FQDW-312 | WORKSTATION: corner, fixed height, 900H, 650D |  |  | 3 | ARCH-FFE | TRUE | FALSE | FALSE
FQ | Furniture and Non-medical Equipment | DW | Desks and Workstations |  | 313 | FQDW-313 | WORKSTATION: corner, fixed height, 900H, 700D |  |  | 3 | ARCH-FFE | TRUE | FALSE | FALSE
FQ | Furniture and Non-medical Equipment | DW | Desks and Workstations |  | 314 | FQDW-314 | WORKSTATION: corner, fixed height, 900H, 750D |  |  | 3 | ARCH-FFE | TRUE | FALSE | FALSE
FQ | Furniture and Non-medical Equipment | DW | Desks and Workstations |  | 315 | FQDW-315 | WORKSTATION: corner, fixed height, 900H, 800D |  |  | 3 | ARCH-FFE | TRUE | FALSE | FALSE
FQ | Furniture and Non-medical Equipment | DW | Desks and Workstations |  | 321 | FQDW-321 | WORKSTATION: corner, fixed height, 1050H, 600D |  |  | 3 | ARCH-FFE | TRUE | FALSE | FALSE
FQ | Furniture and Non-medical Equipment | DW | Desks and Workstations |  | 322 | FQDW-322 | WORKSTATION: corner, fixed height, 1050H, 650D |  |  | 3 | ARCH-FFE | TRUE | FALSE | FALSE
FQ | Furniture and Non-medical Equipment | DW | Desks and Workstations |  | 323 | FQDW-323 | WORKSTATION: corner, fixed height, 1050H, 700D |  |  | 3 | ARCH-FFE | TRUE | FALSE | FALSE
FQ | Furniture and Non-medical Equipment | DW | Desks and Workstations |  | 324 | FQDW-324 | WORKSTATION: corner, fixed height, 1050H, 750D |  |  | 3 | ARCH-FFE | TRUE | FALSE | FALSE
FQ | Furniture and Non-medical Equipment | DW | Desks and Workstations |  | 325 | FQDW-325 | WORKSTATION: corner, fixed height, 1050H, 800D |  |  | 3 | ARCH-FFE | TRUE | FALSE | FALSE
FQ | Furniture and Non-medical Equipment | DW | Desks and Workstations |  | 331 | FQDW-331 | WORKSTATION: corner, adjustable height, 720H nom, 720H, 600D |  |  | 3 | ARCH-FFE | TRUE | FALSE | FALSE
FQ | Furniture and Non-medical Equipment | DW | Desks and Workstations |  | 332 | FQDW-332 | WORKSTATION: corner, adjustable height, 720H nom, 720H, 650D |  |  | 3 | ARCH-FFE | TRUE | FALSE | FALSE
FQ | Furniture and Non-medical Equipment | DW | Desks and Workstations |  | 333 | FQDW-333 | WORKSTATION: corner, adjustable height, 720H nom, 720H, 700D |  |  | 3 | ARCH-FFE | TRUE | FALSE | FALSE
FQ | Furniture and Non-medical Equipment | DW | Desks and Workstations |  | 334 | FQDW-334 | WORKSTATION: corner, adjustable height, 720H nom, 720H, 750D |  |  | 3 | ARCH-FFE | TRUE | FALSE | FALSE
FQ | Furniture and Non-medical Equipment | DW | Desks and Workstations |  | 335 | FQDW-335 | WORKSTATION: corner, adjustable height, 720H nom, 720H, 800D |  |  | 3 | ARCH-FFE | TRUE | FALSE | FALSE
FQ | Furniture and Non-medical Equipment | DW | Desks and Workstations |  | 361 | FQDW-361 | WORKSTATION: corner, adjustable height, electric, 720H nom, 720H, 600D |  |  | 3 | ARCH-FFE | TRUE | FALSE | FALSE
FQ | Furniture and Non-medical Equipment | DW | Desks and Workstations |  | 362 | FQDW-362 | WORKSTATION: corner, adjustable height, electric, 720H nom, 720H, 650D |  |  | 3 | ARCH-FFE | TRUE | FALSE | FALSE
FQ | Furniture and Non-medical Equipment | DW | Desks and Workstations |  | 363 | FQDW-363 | WORKSTATION: corner, adjustable height, electric, 720H nom, 720H, 700D |  |  | 3 | ARCH-FFE | TRUE | FALSE | FALSE
FQ | Furniture and Non-medical Equipment | DW | Desks and Workstations |  | 364 | FQDW-364 | WORKSTATION: corner, adjustable height, electric, 720H nom, 720H, 750D |  |  | 3 | ARCH-FFE | TRUE | FALSE | FALSE
FQ | Furniture and Non-medical Equipment | DW | Desks and Workstations |  | 365 | FQDW-365 | WORKSTATION: corner, adjustable height, electric, 720H nom, 720H, 800D |  |  | 3 | ARCH-FFE | TRUE | FALSE | FALSE
FQ | Furniture and Non-medical Equipment | DW | Desks and Workstations | FQDW-101 | 01 | FQDW-101.01 | WORKSTATION: straight, fixed height, 720H, 600D x 1000W |  |  | 3 | ARCH-FFE | TRUE | FALSE | FALSE
FQ | Furniture and Non-medical Equipment | DW | Desks and Workstations | FQDW-101 | 02 | FQDW-101.02 | WORKSTATION: straight, fixed height, 720H, 600D x 1200W |  |  | 3 | ARCH-FFE | TRUE | FALSE | FALSE
FQ | Furniture and Non-medical Equipment | DW | Desks and Workstations | FQDW-101 | 03 | FQDW-101.03 | WORKSTATION: straight, fixed height, 720H, 600D x 1500W |  |  | 3 | ARCH-FFE | TRUE | FALSE | FALSE
FQ | Furniture and Non-medical Equipment | DW | Desks and Workstations | FQDW-101 | 04 | FQDW-101.04 | WORKSTATION: straight, fixed height, 720H, 600D x 1600W |  |  | 3 | ARCH-FFE | TRUE | FALSE | FALSE
FQ | Furniture and Non-medical Equipment | DW | Desks and Workstations | FQDW-101 | 05 | FQDW-101.05 | WORKSTATION: straight, fixed height, 720H, 600D x 1800W |  |  | 3 | ARCH-FFE | TRUE | FALSE | FALSE
FQ | Furniture and Non-medical Equipment | DW | Desks and Workstations | FQDW-101 | 06 | FQDW-101.06 | WORKSTATION: straight, fixed height, 720H, 600D x 2100W |  |  | 3 | ARCH-FFE | TRUE | FALSE | FALSE
FQ | Furniture and Non-medical Equipment | DW | Desks and Workstations | FQDW-101 | 07 | FQDW-101.07 | WORKSTATION: straight, fixed height, 720H, 600D x 2200W |  |  | 3 | ARCH-FFE | TRUE | FALSE | FALSE
FQ | Furniture and Non-medical Equipment | DW | Desks and Workstations | FQDW-102 | 01 | FQDW-102.01 | WORKSTATION: straight, fixed height, 720H, 650D x 1000W |  |  | 3 | ARCH-FFE | TRUE | FALSE | FALSE
FQ | Furniture and Non-medical Equipment | DW | Desks and Workstations | FQDW-102 | 02 | FQDW-102.02 | WORKSTATION: straight, fixed height, 720H, 650D x 1200W |  |  | 3 | ARCH-FFE | TRUE | FALSE | FALSE
FQ | Furniture and Non-medical Equipment | DW | Desks and Workstations | FQDW-102 | 03 | FQDW-102.03 | WORKSTATION: straight, fixed height, 720H, 650D x 1500W |  |  | 3 | ARCH-FFE | TRUE | FALSE | FALSE
FQ | Furniture and Non-medical Equipment | DW | Desks and Workstations | FQDW-102 | 04 | FQDW-102.04 | WORKSTATION: straight, fixed height, 720H, 650D x 1600W |  |  | 3 | ARCH-FFE | TRUE | FALSE | FALSE
FQ | Furniture and Non-medical Equipment | DW | Desks and Workstations | FQDW-102 | 05 | FQDW-102.05 | WORKSTATION: straight, fixed height, 720H, 650D x 1800W |  |  | 3 | ARCH-FFE | TRUE | FALSE | FALSE
FQ | Furniture and Non-medical Equipment | DW | Desks and Workstations | FQDW-102 | 06 | FQDW-102.06 | WORKSTATION: straight, fixed height, 720H, 650D x 2100W |  |  | 3 | ARCH-FFE | TRUE | FALSE | FALSE
FQ | Furniture and Non-medical Equipment | DW | Desks and Workstations | FQDW-102 | 07 | FQDW-102.07 | WORKSTATION: straight, fixed height, 720H, 650D x 2200W |  |  | 3 | ARCH-FFE | TRUE | FALSE | FALSE
FQ | Furniture and Non-medical Equipment | DW | Desks and Workstations | FQDW-103 | 01 | FQDW-103.01 | WORKSTATION: straight, fixed height, 720H, 700D x 1000W |  |  | 3 | ARCH-FFE | TRUE | FALSE | FALSE
FQ | Furniture and Non-medical Equipment | DW | Desks and Workstations | FQDW-103 | 02 | FQDW-103.02 | WORKSTATION: straight, fixed height, 720H, 700D x 1200W |  |  | 3 | ARCH-FFE | TRUE | FALSE | FALSE
FQ | Furniture and Non-medical Equipment | DW | Desks and Workstations | FQDW-103 | 03 | FQDW-103.03 | WORKSTATION: straight, fixed height, 720H, 700D x 1500W |  |  | 3 | ARCH-FFE | TRUE | FALSE | FALSE
FQ | Furniture and Non-medical Equipment | DW | Desks and Workstations | FQDW-103 | 04 | FQDW-103.04 | WORKSTATION: straight, fixed height, 720H, 700D x 1600W |  |  | 3 | ARCH-FFE | TRUE | FALSE | FALSE
FQ | Furniture and Non-medical Equipment | DW | Desks and Workstations | FQDW-103 | 05 | FQDW-103.05 | WORKSTATION: straight, fixed height, 720H, 700D x 1800W |  |  | 3 | ARCH-FFE | TRUE | FALSE | FALSE
FQ | Furniture and Non-medical Equipment | DW | Desks and Workstations | FQDW-103 | 06 | FQDW-103.06 | WORKSTATION: straight, fixed height, 720H, 700D x 2100W |  |  | 3 | ARCH-FFE | TRUE | FALSE | FALSE
FQ | Furniture and Non-medical Equipment | DW | Desks and Workstations | FQDW-103 | 07 | FQDW-103.07 | WORKSTATION: straight, fixed height, 720H, 700D x 2200W |  |  | 3 | ARCH-FFE | TRUE | FALSE | FALSE
FQ | Furniture and Non-medical Equipment | DW | Desks and Workstations | FQDW-104 | 01 | FQDW-104.01 | WORKSTATION: straight, fixed height, 720H, 750D x 1000W |  |  | 3 | ARCH-FFE | TRUE | FALSE | FALSE
FQ | Furniture and Non-medical Equipment | DW | Desks and Workstations | FQDW-104 | 02 | FQDW-104.02 | WORKSTATION: straight, fixed height, 720H, 750D x 1200W | FQDW-040 | DESK: fixed height, 1200W x 750D x 720H | 3 | ARCH-FFE | TRUE | FALSE | TRUE
FQ | Furniture and Non-medical Equipment | DW | Desks and Workstations | FQDW-104 | 03 | FQDW-104.03 | WORKSTATION: straight, fixed height, 720H, 750D x 1500W |  |  | 3 | ARCH-FFE | TRUE | FALSE | FALSE
FQ | Furniture and Non-medical Equipment | DW | Desks and Workstations | FQDW-104 | 04 | FQDW-104.04 | WORKSTATION: straight, fixed height, 720H, 750D x 1600W |  |  | 3 | ARCH-FFE | TRUE | FALSE | FALSE
FQ | Furniture and Non-medical Equipment | DW | Desks and Workstations | FQDW-104 | 05 | FQDW-104.05 | WORKSTATION: straight, fixed height, 720H, 750D x 1800W |  |  | 3 | ARCH-FFE | TRUE | FALSE | FALSE
FQ | Furniture and Non-medical Equipment | DW | Desks and Workstations | FQDW-104 | 06 | FQDW-104.06 | WORKSTATION: straight, fixed height, 720H, 750D x 2100W |  |  | 3 | ARCH-FFE | TRUE | FALSE | FALSE
FQ | Furniture and Non-medical Equipment | DW | Desks and Workstations | FQDW-104 | 07 | FQDW-104.07 | WORKSTATION: straight, fixed height, 720H, 750D x 2200W |  |  | 3 | ARCH-FFE | TRUE | FALSE | FALSE
FQ | Furniture and Non-medical Equipment | DW | Desks and Workstations | FQDW-105 | 01 | FQDW-105.01 | WORKSTATION: straight, fixed height, 720H, 800D x 1000W |  |  | 3 | ARCH-FFE | TRUE | FALSE | FALSE
FQ | Furniture and Non-medical Equipment | DW | Desks and Workstations | FQDW-105 | 02 | FQDW-105.02 | WORKSTATION: straight, fixed height, 720H, 800D x 1200W |  |  | 3 | ARCH-FFE | TRUE | FALSE | FALSE
FQ | Furniture and Non-medical Equipment | DW | Desks and Workstations | FQDW-105 | 03 | FQDW-105.03 | WORKSTATION: straight, fixed height, 720H, 800D x 1500W |  |  | 3 | ARCH-FFE | TRUE | FALSE | FALSE
FQ | Furniture and Non-medical Equipment | DW | Desks and Workstations | FQDW-105 | 04 | FQDW-105.04 | WORKSTATION: straight, fixed height, 720H, 800D x 1600W |  |  | 3 | ARCH-FFE | TRUE | FALSE | FALSE
FQ | Furniture and Non-medical Equipment | DW | Desks and Workstations | FQDW-105 | 05 | FQDW-105.05 | WORKSTATION: straight, fixed height, 720H, 800D x 1800W |  |  | 3 | ARCH-FFE | TRUE | FALSE | FALSE
FQ | Furniture and Non-medical Equipment | DW | Desks and Workstations | FQDW-105 | 06 | FQDW-105.06 | WORKSTATION: straight, fixed height, 720H, 800D x 2100W |  |  | 3 | ARCH-FFE | TRUE | FALSE | FALSE
FQ | Furniture and Non-medical Equipment | DW | Desks and Workstations | FQDW-105 | 07 | FQDW-105.07 | WORKSTATION: straight, fixed height, 720H, 800D x 2200W |  |  | 3 | ARCH-FFE | TRUE | FALSE | FALSE
FQ | Furniture and Non-medical Equipment | DW | Desks and Workstations | FQDW-111 | 01 | FQDW-111.01 | WORKSTATION: straight, fixed height, 900H, 600D x 1000W | FQDW-053 | DESK: fixed height, 1000W x 600D x 720H | 3 | ARCH-FFE | TRUE | FALSE | FALSE
FQ | Furniture and Non-medical Equipment | DW | Desks and Workstations | FQDW-111 | 02 | FQDW-111.02 | WORKSTATION: straight, fixed height, 900H, 600D x 1200W |  |  | 3 | ARCH-FFE | TRUE | FALSE | FALSE
FQ | Furniture and Non-medical Equipment | DW | Desks and Workstations | FQDW-111 | 03 | FQDW-111.03 | WORKSTATION: straight, fixed height, 900H, 600D x 1500W |  |  | 3 | ARCH-FFE | TRUE | FALSE | TRUE
FQ | Furniture and Non-medical Equipment | DW | Desks and Workstations | FQDW-111 | 04 | FQDW-111.04 | WORKSTATION: straight, fixed height, 900H, 600D x 1600W |  |  | 3 | ARCH-FFE | TRUE | FALSE | FALSE
FQ | Furniture and Non-medical Equipment | DW | Desks and Workstations | FQDW-111 | 05 | FQDW-111.05 | WORKSTATION: straight, fixed height, 900H, 600D x 1800W |  |  | 3 | ARCH-FFE | TRUE | FALSE | FALSE
FQ | Furniture and Non-medical Equipment | DW | Desks and Workstations | FQDW-111 | 06 | FQDW-111.06 | WORKSTATION: straight, fixed height, 900H, 600D x 2100W |  |  | 3 | ARCH-FFE | TRUE | FALSE | FALSE
FQ | Furniture and Non-medical Equipment | DW | Desks and Workstations | FQDW-111 | 07 | FQDW-111.07 | WORKSTATION: straight, fixed height, 900H, 600D x 2200W |  |  | 3 | ARCH-FFE | TRUE | FALSE | FALSE
FQ | Furniture and Non-medical Equipment | DW | Desks and Workstations | FQDW-112 | 01 | FQDW-112.01 | WORKSTATION: straight, fixed height, 900H, 650D x 1000W |  |  | 3 | ARCH-FFE | TRUE | FALSE | FALSE
FQ | Furniture and Non-medical Equipment | DW | Desks and Workstations | FQDW-112 | 02 | FQDW-112.02 | WORKSTATION: straight, fixed height, 900H, 650D x 1200W |  |  | 3 | ARCH-FFE | TRUE | FALSE | FALSE
FQ | Furniture and Non-medical Equipment | DW | Desks and Workstations | FQDW-112 | 03 | FQDW-112.03 | WORKSTATION: straight, fixed height, 900H, 650D x 1500W |  |  | 3 | ARCH-FFE | TRUE | FALSE | FALSE
FQ | Furniture and Non-medical Equipment | DW | Desks and Workstations | FQDW-112 | 04 | FQDW-112.04 | WORKSTATION: straight, fixed height, 900H, 650D x 1600W |  |  | 3 | ARCH-FFE | TRUE | FALSE | FALSE
FQ | Furniture and Non-medical Equipment | DW | Desks and Workstations | FQDW-112 | 05 | FQDW-112.05 | WORKSTATION: straight, fixed height, 900H, 650D x 1800W |  |  | 3 | ARCH-FFE | TRUE | FALSE | FALSE
FQ | Furniture and Non-medical Equipment | DW | Desks and Workstations | FQDW-112 | 06 | FQDW-112.06 | WORKSTATION: straight, fixed height, 900H, 650D x 2100W |  |  | 3 | ARCH-FFE | TRUE | FALSE | FALSE
FQ | Furniture and Non-medical Equipment | DW | Desks and Workstations | FQDW-112 | 07 | FQDW-112.07 | WORKSTATION: straight, fixed height, 900H, 650D x 2200W |  |  | 3 | ARCH-FFE | TRUE | FALSE | FALSE
FQ | Furniture and Non-medical Equipment | DW | Desks and Workstations | FQDW-113 | 01 | FQDW-113.01 | WORKSTATION: straight, fixed height, 900H, 700D x 1000W |  |  | 3 | ARCH-FFE | TRUE | FALSE | FALSE
FQ | Furniture and Non-medical Equipment | DW | Desks and Workstations | FQDW-113 | 02 | FQDW-113.02 | WORKSTATION: straight, fixed height, 900H, 700D x 1200W |  |  | 3 | ARCH-FFE | TRUE | FALSE | FALSE
FQ | Furniture and Non-medical Equipment | DW | Desks and Workstations | FQDW-113 | 03 | FQDW-113.03 | WORKSTATION: straight, fixed height, 900H, 700D x 1500W |  |  | 3 | ARCH-FFE | TRUE | FALSE | FALSE
FQ | Furniture and Non-medical Equipment | DW | Desks and Workstations | FQDW-113 | 04 | FQDW-113.04 | WORKSTATION: straight, fixed height, 900H, 700D x 1600W |  |  | 3 | ARCH-FFE | TRUE | FALSE | FALSE
FQ | Furniture and Non-medical Equipment | DW | Desks and Workstations | FQDW-113 | 05 | FQDW-113.05 | WORKSTATION: straight, fixed height, 900H, 700D x 1800W |  |  | 3 | ARCH-FFE | TRUE | FALSE | FALSE
FQ | Furniture and Non-medical Equipment | DW | Desks and Workstations | FQDW-113 | 06 | FQDW-113.06 | WORKSTATION: straight, fixed height, 900H, 700D x 2100W |  |  | 3 | ARCH-FFE | TRUE | FALSE | FALSE
FQ | Furniture and Non-medical Equipment | DW | Desks and Workstations | FQDW-113 | 07 | FQDW-113.07 | WORKSTATION: straight, fixed height, 900H, 700D x 2200W |  |  | 3 | ARCH-FFE | TRUE | FALSE | FALSE
FQ | Furniture and Non-medical Equipment | DW | Desks and Workstations | FQDW-114 | 01 | FQDW-114.01 | WORKSTATION: straight, fixed height, 900H, 750D x 1000W |  |  | 3 | ARCH-FFE | TRUE | FALSE | FALSE
FQ | Furniture and Non-medical Equipment | DW | Desks and Workstations | FQDW-114 | 02 | FQDW-114.02 | WORKSTATION: straight, fixed height, 900H, 750D x 1200W |  |  | 3 | ARCH-FFE | TRUE | FALSE | FALSE
FQ | Furniture and Non-medical Equipment | DW | Desks and Workstations | FQDW-114 | 03 | FQDW-114.03 | WORKSTATION: straight, fixed height, 900H, 750D x 1500W |  |  | 3 | ARCH-FFE | TRUE | FALSE | FALSE
FQ | Furniture and Non-medical Equipment | DW | Desks and Workstations | FQDW-114 | 04 | FQDW-114.04 | WORKSTATION: straight, fixed height, 900H, 750D x 1600W |  |  | 3 | ARCH-FFE | TRUE | FALSE | FALSE
FQ | Furniture and Non-medical Equipment | DW | Desks and Workstations | FQDW-114 | 05 | FQDW-114.05 | WORKSTATION: straight, fixed height, 900H, 750D x 1800W |  |  | 3 | ARCH-FFE | TRUE | FALSE | FALSE
FQ | Furniture and Non-medical Equipment | DW | Desks and Workstations | FQDW-114 | 06 | FQDW-114.06 | WORKSTATION: straight, fixed height, 900H, 750D x 2100W |  |  | 3 | ARCH-FFE | TRUE | FALSE | FALSE
FQ | Furniture and Non-medical Equipment | DW | Desks and Workstations | FQDW-114 | 07 | FQDW-114.07 | WORKSTATION: straight, fixed height, 900H, 750D x 2200W |  |  | 3 | ARCH-FFE | TRUE | FALSE | FALSE
FQ | Furniture and Non-medical Equipment | DW | Desks and Workstations | FQDW-115 | 01 | FQDW-115.01 | WORKSTATION: straight, fixed height, 900H, 800D x 1000W |  |  | 3 | ARCH-FFE | TRUE | FALSE | FALSE
FQ | Furniture and Non-medical Equipment | DW | Desks and Workstations | FQDW-115 | 02 | FQDW-115.02 | WORKSTATION: straight, fixed height, 900H, 800D x 1200W |  |  | 3 | ARCH-FFE | TRUE | FALSE | FALSE
FQ | Furniture and Non-medical Equipment | DW | Desks and Workstations | FQDW-115 | 03 | FQDW-115.03 | WORKSTATION: straight, fixed height, 900H, 800D x 1500W |  |  | 3 | ARCH-FFE | TRUE | FALSE | FALSE
FQ | Furniture and Non-medical Equipment | DW | Desks and Workstations | FQDW-115 | 04 | FQDW-115.04 | WORKSTATION: straight, fixed height, 900H, 800D x 1600W |  |  | 3 | ARCH-FFE | TRUE | FALSE | FALSE
FQ | Furniture and Non-medical Equipment | DW | Desks and Workstations | FQDW-115 | 05 | FQDW-115.05 | WORKSTATION: straight, fixed height, 900H, 800D x 1800W |  |  | 3 | ARCH-FFE | TRUE | FALSE | FALSE
FQ | Furniture and Non-medical Equipment | DW | Desks and Workstations | FQDW-115 | 06 | FQDW-115.06 | WORKSTATION: straight, fixed height, 900H, 800D x 2100W |  |  | 3 | ARCH-FFE | TRUE | FALSE | FALSE
FQ | Furniture and Non-medical Equipment | DW | Desks and Workstations | FQDW-115 | 07 | FQDW-115.07 | WORKSTATION: straight, fixed height, 900H, 800D x 2200W |  |  | 3 | ARCH-FFE | TRUE | FALSE | FALSE
FQ | Furniture and Non-medical Equipment | DW | Desks and Workstations | FQDW-121 | 01 | FQDW-121.01 | WORKSTATION: straight, fixed height, 1050H, 600D x 1000W |  |  | 3 | ARCH-FFE | TRUE | FALSE | FALSE
FQ | Furniture and Non-medical Equipment | DW | Desks and Workstations | FQDW-121 | 02 | FQDW-121.02 | WORKSTATION: straight, fixed height, 1050H, 600D x 1200W |  |  | 3 | ARCH-FFE | TRUE | FALSE | FALSE
FQ | Furniture and Non-medical Equipment | DW | Desks and Workstations | FQDW-121 | 03 | FQDW-121.03 | WORKSTATION: straight, fixed height, 1050H, 600D x 1500W |  |  | 3 | ARCH-FFE | TRUE | FALSE | FALSE
FQ | Furniture and Non-medical Equipment | DW | Desks and Workstations | FQDW-121 | 04 | FQDW-121.04 | WORKSTATION: straight, fixed height, 1050H, 600D x 1600W |  |  | 3 | ARCH-FFE | TRUE | FALSE | FALSE
FQ | Furniture and Non-medical Equipment | DW | Desks and Workstations | FQDW-121 | 05 | FQDW-121.05 | WORKSTATION: straight, fixed height, 1050H, 600D x 1800W |  |  | 3 | ARCH-FFE | TRUE | FALSE | FALSE
FQ | Furniture and Non-medical Equipment | DW | Desks and Workstations | FQDW-121 | 06 | FQDW-121.06 | WORKSTATION: straight, fixed height, 1050H, 600D x 2100W |  |  | 3 | ARCH-FFE | TRUE | FALSE | FALSE
FQ | Furniture and Non-medical Equipment | DW | Desks and Workstations | FQDW-121 | 07 | FQDW-121.07 | WORKSTATION: straight, fixed height, 1050H, 600D x 2200W |  |  | 3 | ARCH-FFE | TRUE | FALSE | FALSE
FQ | Furniture and Non-medical Equipment | DW | Desks and Workstations | FQDW-122 | 01 | FQDW-122.01 | WORKSTATION: straight, fixed height, 1050H, 650D x 1000W |  |  | 3 | ARCH-FFE | TRUE | FALSE | FALSE
FQ | Furniture and Non-medical Equipment | DW | Desks and Workstations | FQDW-122 | 02 | FQDW-122.02 | WORKSTATION: straight, fixed height, 1050H, 650D x 1200W |  |  | 3 | ARCH-FFE | TRUE | FALSE | FALSE
FQ | Furniture and Non-medical Equipment | DW | Desks and Workstations | FQDW-122 | 03 | FQDW-122.03 | WORKSTATION: straight, fixed height, 1050H, 650D x 1500W |  |  | 3 | ARCH-FFE | TRUE | FALSE | FALSE
FQ | Furniture and Non-medical Equipment | DW | Desks and Workstations | FQDW-122 | 04 | FQDW-122.04 | WORKSTATION: straight, fixed height, 1050H, 650D x 1600W |  |  | 3 | ARCH-FFE | TRUE | FALSE | FALSE
FQ | Furniture and Non-medical Equipment | DW | Desks and Workstations | FQDW-122 | 05 | FQDW-122.05 | WORKSTATION: straight, fixed height, 1050H, 650D x 1800W |  |  | 3 | ARCH-FFE | TRUE | FALSE | FALSE
FQ | Furniture and Non-medical Equipment | DW | Desks and Workstations | FQDW-122 | 06 | FQDW-122.06 | WORKSTATION: straight, fixed height, 1050H, 650D x 2100W |  |  | 3 | ARCH-FFE | TRUE | FALSE | FALSE
FQ | Furniture and Non-medical Equipment | DW | Desks and Workstations | FQDW-122 | 07 | FQDW-122.07 | WORKSTATION: straight, fixed height, 1050H, 650D x 2200W |  |  | 3 | ARCH-FFE | TRUE | FALSE | FALSE
FQ | Furniture and Non-medical Equipment | DW | Desks and Workstations | FQDW-123 | 01 | FQDW-123.01 | WORKSTATION: straight, fixed height, 1050H, 700D x 1000W |  |  | 3 | ARCH-FFE | TRUE | FALSE | FALSE
FQ | Furniture and Non-medical Equipment | DW | Desks and Workstations | FQDW-123 | 02 | FQDW-123.02 | WORKSTATION: straight, fixed height, 1050H, 700D x 1200W |  |  | 3 | ARCH-FFE | TRUE | FALSE | FALSE
FQ | Furniture and Non-medical Equipment | DW | Desks and Workstations | FQDW-123 | 03 | FQDW-123.03 | WORKSTATION: straight, fixed height, 1050H, 700D x 1500W |  |  | 3 | ARCH-FFE | TRUE | FALSE | FALSE
FQ | Furniture and Non-medical Equipment | DW | Desks and Workstations | FQDW-123 | 04 | FQDW-123.04 | WORKSTATION: straight, fixed height, 1050H, 700D x 1600W |  |  | 3 | ARCH-FFE | TRUE | FALSE | FALSE
FQ | Furniture and Non-medical Equipment | DW | Desks and Workstations | FQDW-123 | 05 | FQDW-123.05 | WORKSTATION: straight, fixed height, 1050H, 700D x 1800W |  |  | 3 | ARCH-FFE | TRUE | FALSE | FALSE
FQ | Furniture and Non-medical Equipment | DW | Desks and Workstations | FQDW-123 | 06 | FQDW-123.06 | WORKSTATION: straight, fixed height, 1050H, 700D x 2100W |  |  | 3 | ARCH-FFE | TRUE | FALSE | FALSE
FQ | Furniture and Non-medical Equipment | DW | Desks and Workstations | FQDW-123 | 07 | FQDW-123.07 | WORKSTATION: straight, fixed height, 1050H, 700D x 2200W |  |  | 3 | ARCH-FFE | TRUE | FALSE | FALSE
FQ | Furniture and Non-medical Equipment | DW | Desks and Workstations | FQDW-124 | 01 | FQDW-124.01 | WORKSTATION: straight, fixed height, 1050H, 750D x 1000W |  |  | 3 | ARCH-FFE | TRUE | FALSE | FALSE
FQ | Furniture and Non-medical Equipment | DW | Desks and Workstations | FQDW-124 | 02 | FQDW-124.02 | WORKSTATION: straight, fixed height, 1050H, 750D x 1200W |  |  | 3 | ARCH-FFE | TRUE | FALSE | FALSE
FQ | Furniture and Non-medical Equipment | DW | Desks and Workstations | FQDW-124 | 03 | FQDW-124.03 | WORKSTATION: straight, fixed height, 1050H, 750D x 1500W |  |  | 3 | ARCH-FFE | TRUE | FALSE | FALSE
FQ | Furniture and Non-medical Equipment | DW | Desks and Workstations | FQDW-124 | 04 | FQDW-124.04 | WORKSTATION: straight, fixed height, 1050H, 750D x 1600W |  |  | 3 | ARCH-FFE | TRUE | FALSE | FALSE
FQ | Furniture and Non-medical Equipment | DW | Desks and Workstations | FQDW-124 | 05 | FQDW-124.05 | WORKSTATION: straight, fixed height, 1050H, 750D x 1800W |  |  | 3 | ARCH-FFE | TRUE | FALSE | FALSE
FQ | Furniture and Non-medical Equipment | DW | Desks and Workstations | FQDW-124 | 06 | FQDW-124.06 | WORKSTATION: straight, fixed height, 1050H, 750D x 2100W |  |  | 3 | ARCH-FFE | TRUE | FALSE | FALSE
FQ | Furniture and Non-medical Equipment | DW | Desks and Workstations | FQDW-124 | 07 | FQDW-124.07 | WORKSTATION: straight, fixed height, 1050H, 750D x 2200W |  |  | 3 | ARCH-FFE | TRUE | FALSE | FALSE
FQ | Furniture and Non-medical Equipment | DW | Desks and Workstations | FQDW-125 | 01 | FQDW-125.01 | WORKSTATION: straight, fixed height, 1050H, 800D x 1000W |  |  | 3 | ARCH-FFE | TRUE | FALSE | FALSE
FQ | Furniture and Non-medical Equipment | DW | Desks and Workstations | FQDW-125 | 02 | FQDW-125.02 | WORKSTATION: straight, fixed height, 1050H, 800D x 1200W |  |  | 3 | ARCH-FFE | TRUE | FALSE | FALSE
FQ | Furniture and Non-medical Equipment | DW | Desks and Workstations | FQDW-125 | 03 | FQDW-125.03 | WORKSTATION: straight, fixed height, 1050H, 800D x 1500W |  |  | 3 | ARCH-FFE | TRUE | FALSE | FALSE
FQ | Furniture and Non-medical Equipment | DW | Desks and Workstations | FQDW-125 | 04 | FQDW-125.04 | WORKSTATION: straight, fixed height, 1050H, 800D x 1600W |  |  | 3 | ARCH-FFE | TRUE | FALSE | FALSE
FQ | Furniture and Non-medical Equipment | DW | Desks and Workstations | FQDW-125 | 05 | FQDW-125.05 | WORKSTATION: straight, fixed height, 1050H, 800D x 1800W |  |  | 3 | ARCH-FFE | TRUE | FALSE | FALSE
FQ | Furniture and Non-medical Equipment | DW | Desks and Workstations | FQDW-125 | 06 | FQDW-125.06 | WORKSTATION: straight, fixed height, 1050H, 800D x 2100W |  |  | 3 | ARCH-FFE | TRUE | FALSE | FALSE
FQ | Furniture and Non-medical Equipment | DW | Desks and Workstations | FQDW-125 | 07 | FQDW-125.07 | WORKSTATION: straight, fixed height, 1050H, 800D x 2200W |  |  | 3 | ARCH-FFE | TRUE | FALSE | FALSE
FQ | Furniture and Non-medical Equipment | DW | Desks and Workstations | FQDW-131 | 01 | FQDW-131.01 | WORKSTATION: straight, adjustable height, 720H nom, 600D x 1000W | FQDW-052 | DESK: adj height, 1000W x 600D x 750H nom. | 3 | ARCH-FFE | TRUE | FALSE | FALSE
FQ | Furniture and Non-medical Equipment | DW | Desks and Workstations | FQDW-131 | 02 | FQDW-131.02 | WORKSTATION: straight, adjustable height, 720H nom, 600D x 1200W | FQDW-027; FQDW-049 | WORKSTATION: straight, adj height, 1200W x 600D x 750H nom.; DESK: adj height, 1200W x 600D x 750H nom. | 3 | ARCH-FFE | TRUE | FALSE | FALSE
FQ | Furniture and Non-medical Equipment | DW | Desks and Workstations | FQDW-131 | 03 | FQDW-131.03 | WORKSTATION: straight, adjustable height, 720H nom, 600D x 1500W | FQDW-051 | DESK: adj height, 1500W x 600D x 900H nom. | 3 | ARCH-FFE | TRUE | FALSE | FALSE
FQ | Furniture and Non-medical Equipment | DW | Desks and Workstations | FQDW-131 | 04 | FQDW-131.04 | WORKSTATION: straight, adjustable height, 720H nom, 600D x 1600W |  |  | 3 | ARCH-FFE | TRUE | FALSE | FALSE
FQ | Furniture and Non-medical Equipment | DW | Desks and Workstations | FQDW-131 | 05 | FQDW-131.05 | WORKSTATION: straight, adjustable height, 720H nom, 600D x 1800W |  |  | 3 | ARCH-FFE | TRUE | FALSE | FALSE
FQ | Furniture and Non-medical Equipment | DW | Desks and Workstations | FQDW-131 | 06 | FQDW-131.06 | WORKSTATION: straight, adjustable height, 720H nom, 600D x 2100W |  |  | 3 | ARCH-FFE | TRUE | FALSE | FALSE
FQ | Furniture and Non-medical Equipment | DW | Desks and Workstations | FQDW-131 | 07 | FQDW-131.07 | WORKSTATION: straight, adjustable height, 720H nom, 600D x 2200W |  |  | 3 | ARCH-FFE | TRUE | FALSE | FALSE
FQ | Furniture and Non-medical Equipment | DW | Desks and Workstations | FQDW-132 | 01 | FQDW-132.01 | WORKSTATION: straight, adjustable height, 720H nom, 650D x 1000W |  |  | 3 | ARCH-FFE | TRUE | FALSE | FALSE
FQ | Furniture and Non-medical Equipment | DW | Desks and Workstations | FQDW-132 | 02 | FQDW-132.02 | WORKSTATION: straight, adjustable height, 720H nom, 650D x 1200W |  |  | 3 | ARCH-FFE | TRUE | FALSE | FALSE
FQ | Furniture and Non-medical Equipment | DW | Desks and Workstations | FQDW-132 | 03 | FQDW-132.03 | WORKSTATION: straight, adjustable height, 720H nom, 650D x 1500W |  |  | 3 | ARCH-FFE | TRUE | FALSE | FALSE
FQ | Furniture and Non-medical Equipment | DW | Desks and Workstations | FQDW-132 | 04 | FQDW-132.04 | WORKSTATION: straight, adjustable height, 720H nom, 650D x 1600W |  |  | 3 | ARCH-FFE | TRUE | FALSE | FALSE
FQ | Furniture and Non-medical Equipment | DW | Desks and Workstations | FQDW-132 | 05 | FQDW-132.05 | WORKSTATION: straight, adjustable height, 720H nom, 650D x 1800W |  |  | 3 | ARCH-FFE | TRUE | FALSE | FALSE
FQ | Furniture and Non-medical Equipment | DW | Desks and Workstations | FQDW-132 | 06 | FQDW-132.06 | WORKSTATION: straight, adjustable height, 720H nom, 650D x 2100W |  |  | 3 | ARCH-FFE | TRUE | FALSE | FALSE
FQ | Furniture and Non-medical Equipment | DW | Desks and Workstations | FQDW-132 | 07 | FQDW-132.07 | WORKSTATION: straight, adjustable height, 720H nom, 650D x 2200W |  |  | 3 | ARCH-FFE | TRUE | FALSE | FALSE
FQ | Furniture and Non-medical Equipment | DW | Desks and Workstations | FQDW-133 | 01 | FQDW-133.01 | WORKSTATION: straight, adjustable height, 720H nom, 700D x 1000W |  |  | 3 | ARCH-FFE | TRUE | FALSE | FALSE
FQ | Furniture and Non-medical Equipment | DW | Desks and Workstations | FQDW-133 | 02 | FQDW-133.02 | WORKSTATION: straight, adjustable height, 720H nom, 700D x 1200W |  |  | 3 | ARCH-FFE | TRUE | FALSE | FALSE
FQ | Furniture and Non-medical Equipment | DW | Desks and Workstations | FQDW-133 | 03 | FQDW-133.03 | WORKSTATION: straight, adjustable height, 720H nom, 700D x 1500W |  |  | 3 | ARCH-FFE | TRUE | FALSE | FALSE
FQ | Furniture and Non-medical Equipment | DW | Desks and Workstations | FQDW-133 | 04 | FQDW-133.04 | WORKSTATION: straight, adjustable height, 720H nom, 700D x 1600W |  |  | 3 | ARCH-FFE | TRUE | FALSE | FALSE
FQ | Furniture and Non-medical Equipment | DW | Desks and Workstations | FQDW-133 | 05 | FQDW-133.05 | WORKSTATION: straight, adjustable height, 720H nom, 700D x 1800W |  |  | 3 | ARCH-FFE | TRUE | FALSE | FALSE
FQ | Furniture and Non-medical Equipment | DW | Desks and Workstations | FQDW-133 | 06 | FQDW-133.06 | WORKSTATION: straight, adjustable height, 720H nom, 700D x 2100W |  |  | 3 | ARCH-FFE | TRUE | FALSE | FALSE
FQ | Furniture and Non-medical Equipment | DW | Desks and Workstations | FQDW-133 | 07 | FQDW-133.07 | WORKSTATION: straight, adjustable height, 720H nom, 700D x 2200W |  |  | 3 | ARCH-FFE | TRUE | FALSE | FALSE
FQ | Furniture and Non-medical Equipment | DW | Desks and Workstations | FQDW-134 | 01 | FQDW-134.01 | WORKSTATION: straight, adjustable height, 720H nom, 750D x 1000W | FQDW-038 | DESK: adj height, 1000W x 800D x 750H nom. | 3 | ARCH-FFE | TRUE | FALSE | FALSE
FQ | Furniture and Non-medical Equipment | DW | Desks and Workstations | FQDW-134 | 02 | FQDW-134.02 | WORKSTATION: straight, adjustable height, 720H nom, 750D x 1200W | FQDW-028 | WORKSTATION: straight, adj height, 1200W x 750D x 750H nom. | 3 | ARCH-FFE | TRUE | FALSE | TRUE
FQ | Furniture and Non-medical Equipment | DW | Desks and Workstations | FQDW-134 | 03 | FQDW-134.03 | WORKSTATION: straight, adjustable height, 720H nom, 750D x 1500W | FQDW-001; FQDW-030; FQDW-037 | DESK: adj height, 1500W x 750D x 750H nom.; WORKSTATION: straight, adj height, 1500W x 750D x 750H nom.; DESK: adj height, 1500W x 750D x 750H nom. | 3 | ARCH-FFE | TRUE | FALSE | TRUE
FQ | Furniture and Non-medical Equipment | DW | Desks and Workstations | FQDW-134 | 04 | FQDW-134.04 | WORKSTATION: straight, adjustable height, 720H nom, 750D x 1600W | FQDW-054 | WORKSTATION: straight, adj height, 1600W x 750D x 750H nom. | 3 | ARCH-FFE | TRUE | FALSE | TRUE
FQ | Furniture and Non-medical Equipment | DW | Desks and Workstations | FQDW-134 | 05 | FQDW-134.05 | WORKSTATION: straight, adjustable height, 720H nom, 750D x 1800W | FQDW-002; FQDW-032 | DESK: adj height, 1800W x 750D x 750H nom.; WORKSTATION: straight, adj height, 1800W x 750D x 750H nom. | 3 | ARCH-FFE | TRUE | FALSE | FALSE
FQ | Furniture and Non-medical Equipment | DW | Desks and Workstations | FQDW-134 | 06 | FQDW-134.06 | WORKSTATION: straight, adjustable height, 720H nom, 750D x 2100W | FQDW-033 | WORKSTATION: straight, adj height, 2100W x 750D x 750H nom. | 3 | ARCH-FFE | TRUE | FALSE | FALSE
FQ | Furniture and Non-medical Equipment | DW | Desks and Workstations | FQDW-134 | 09 | FQDW-134.09 | WORKSTATION: straight, adjustable height, 720H nom, 750D x 2400W | FQDW-034; FQDW-045 | WORKSTATION: straight, adj height, 2400W x 750D x 750H nom.; DESK: adj height, 2400W x 750D x 750H nom. | 3 | ARCH-FFE | TRUE | FALSE | FALSE
FQ | Furniture and Non-medical Equipment | DW | Desks and Workstations | FQDW-135 | 01 | FQDW-135.01 | WORKSTATION: straight, adjustable height, 720H nom, 800D x 1000W |  |  | 3 | ARCH-FFE | TRUE | FALSE | FALSE
FQ | Furniture and Non-medical Equipment | DW | Desks and Workstations | FQDW-135 | 02 | FQDW-135.02 | WORKSTATION: straight, adjustable height, 720H nom, 800D x 1200W |  |  | 3 | ARCH-FFE | TRUE | FALSE | FALSE
FQ | Furniture and Non-medical Equipment | DW | Desks and Workstations | FQDW-135 | 03 | FQDW-135.03 | WORKSTATION: straight, adjustable height, 720H nom, 800D x 1500W |  |  | 3 | ARCH-FFE | TRUE | FALSE | FALSE
FQ | Furniture and Non-medical Equipment | DW | Desks and Workstations | FQDW-135 | 04 | FQDW-135.04 | WORKSTATION: straight, adjustable height, 720H nom, 800D x 1600W |  |  | 3 | ARCH-FFE | TRUE | FALSE | FALSE
FQ | Furniture and Non-medical Equipment | DW | Desks and Workstations | FQDW-135 | 05 | FQDW-135.05 | WORKSTATION: straight, adjustable height, 720H nom, 800D x 1800W | FQDW-044 | WORKSTATION: straight, adj height, 1800W x 800D x 750H nom. | 3 | ARCH-FFE | TRUE | FALSE | FALSE
FQ | Furniture and Non-medical Equipment | DW | Desks and Workstations | FQDW-135 | 06 | FQDW-135.06 | WORKSTATION: straight, adjustable height, 720H nom, 800D x 2100W |  |  | 3 | ARCH-FFE | TRUE | FALSE | FALSE
FQ | Furniture and Non-medical Equipment | DW | Desks and Workstations | FQDW-135 | 07 | FQDW-135.07 | WORKSTATION: straight, adjustable height, 720H nom, 800D x 2200W |  |  | 3 | ARCH-FFE | TRUE | FALSE | FALSE
FQ | Furniture and Non-medical Equipment | DW | Desks and Workstations | FQDW-161 | 01 | FQDW-161.01 | WORKSTATION: straight, adjustable height, electric, 720H nom, 600D x 1000W |  |  | 3 | ARCH-FFE | TRUE | FALSE | FALSE
FQ | Furniture and Non-medical Equipment | DW | Desks and Workstations | FQDW-161 | 02 | FQDW-161.02 | WORKSTATION: straight, adjustable height, electric, 720H nom, 600D x 1200W |  |  | 3 | ARCH-FFE | TRUE | FALSE | FALSE
FQ | Furniture and Non-medical Equipment | DW | Desks and Workstations | FQDW-161 | 03 | FQDW-161.03 | WORKSTATION: straight, adjustable height, electric, 720H nom, 600D x 1500W |  |  | 3 | ARCH-FFE | TRUE | FALSE | FALSE
FQ | Furniture and Non-medical Equipment | DW | Desks and Workstations | FQDW-161 | 04 | FQDW-161.04 | WORKSTATION: straight, adjustable height, electric, 720H nom, 600D x 1600W |  |  | 3 | ARCH-FFE | TRUE | FALSE | FALSE
FQ | Furniture and Non-medical Equipment | DW | Desks and Workstations | FQDW-161 | 05 | FQDW-161.05 | WORKSTATION: straight, adjustable height, electric, 720H nom, 600D x 1800W |  |  | 3 | ARCH-FFE | TRUE | FALSE | FALSE
FQ | Furniture and Non-medical Equipment | DW | Desks and Workstations | FQDW-161 | 06 | FQDW-161.06 | WORKSTATION: straight, adjustable height, electric, 720H nom, 600D x 2100W |  |  | 3 | ARCH-FFE | TRUE | FALSE | FALSE
FQ | Furniture and Non-medical Equipment | DW | Desks and Workstations | FQDW-161 | 07 | FQDW-161.07 | WORKSTATION: straight, adjustable height, electric, 720H nom, 600D x 2200W |  |  | 3 | ARCH-FFE | TRUE | FALSE | FALSE
FQ | Furniture and Non-medical Equipment | DW | Desks and Workstations | FQDW-162 | 01 | FQDW-162.01 | WORKSTATION: straight, adjustable height, electric, 720H nom, 650D x 1000W |  |  | 3 | ARCH-FFE | TRUE | FALSE | FALSE
FQ | Furniture and Non-medical Equipment | DW | Desks and Workstations | FQDW-162 | 02 | FQDW-162.02 | WORKSTATION: straight, adjustable height, electric, 720H nom, 650D x 1200W |  |  | 3 | ARCH-FFE | TRUE | FALSE | FALSE
FQ | Furniture and Non-medical Equipment | DW | Desks and Workstations | FQDW-162 | 03 | FQDW-162.03 | WORKSTATION: straight, adjustable height, electric, 720H nom, 650D x 1500W |  |  | 3 | ARCH-FFE | TRUE | FALSE | FALSE
FQ | Furniture and Non-medical Equipment | DW | Desks and Workstations | FQDW-162 | 04 | FQDW-162.04 | WORKSTATION: straight, adjustable height, electric, 720H nom, 650D x 1600W |  |  | 3 | ARCH-FFE | TRUE | FALSE | FALSE
FQ | Furniture and Non-medical Equipment | DW | Desks and Workstations | FQDW-162 | 05 | FQDW-162.05 | WORKSTATION: straight, adjustable height, electric, 720H nom, 650D x 1800W |  |  | 3 | ARCH-FFE | TRUE | FALSE | FALSE
FQ | Furniture and Non-medical Equipment | DW | Desks and Workstations | FQDW-162 | 06 | FQDW-162.06 | WORKSTATION: straight, adjustable height, electric, 720H nom, 650D x 2100W |  |  | 3 | ARCH-FFE | TRUE | FALSE | FALSE
FQ | Furniture and Non-medical Equipment | DW | Desks and Workstations | FQDW-162 | 07 | FQDW-162.07 | WORKSTATION: straight, adjustable height, electric, 720H nom, 650D x 2200W |  |  | 3 | ARCH-FFE | TRUE | FALSE | FALSE
FQ | Furniture and Non-medical Equipment | DW | Desks and Workstations | FQDW-163 | 01 | FQDW-163.01 | WORKSTATION: straight, adjustable height, electric, 720H nom, 700D x 1000W |  |  | 3 | ARCH-FFE | TRUE | FALSE | FALSE
FQ | Furniture and Non-medical Equipment | DW | Desks and Workstations | FQDW-163 | 02 | FQDW-163.02 | WORKSTATION: straight, adjustable height, electric, 720H nom, 700D x 1200W |  |  | 3 | ARCH-FFE | TRUE | FALSE | FALSE
FQ | Furniture and Non-medical Equipment | DW | Desks and Workstations | FQDW-163 | 03 | FQDW-163.03 | WORKSTATION: straight, adjustable height, electric, 720H nom, 700D x 1500W |  |  | 3 | ARCH-FFE | TRUE | FALSE | FALSE
FQ | Furniture and Non-medical Equipment | DW | Desks and Workstations | FQDW-163 | 04 | FQDW-163.04 | WORKSTATION: straight, adjustable height, electric, 720H nom, 700D x 1600W |  |  | 3 | ARCH-FFE | TRUE | FALSE | FALSE
FQ | Furniture and Non-medical Equipment | DW | Desks and Workstations | FQDW-163 | 05 | FQDW-163.05 | WORKSTATION: straight, adjustable height, electric, 720H nom, 700D x 1800W |  |  | 3 | ARCH-FFE | TRUE | FALSE | FALSE
FQ | Furniture and Non-medical Equipment | DW | Desks and Workstations | FQDW-163 | 06 | FQDW-163.06 | WORKSTATION: straight, adjustable height, electric, 720H nom, 700D x 2100W |  |  | 3 | ARCH-FFE | TRUE | FALSE | FALSE
FQ | Furniture and Non-medical Equipment | DW | Desks and Workstations | FQDW-163 | 07 | FQDW-163.07 | WORKSTATION: straight, adjustable height, electric, 720H nom, 700D x 2200W |  |  | 3 | ARCH-FFE | TRUE | FALSE | FALSE
FQ | Furniture and Non-medical Equipment | DW | Desks and Workstations | FQDW-164 | 01 | FQDW-164.01 | WORKSTATION: straight, adjustable height, electric, 720H nom, 750D x 1000W |  |  | 3 | ARCH-FFE | TRUE | FALSE | FALSE
FQ | Furniture and Non-medical Equipment | DW | Desks and Workstations | FQDW-164 | 02 | FQDW-164.02 | WORKSTATION: straight, adjustable height, electric, 720H nom, 750D x 1200W |  |  | 3 | ARCH-FFE | TRUE | FALSE | TRUE
FQ | Furniture and Non-medical Equipment | DW | Desks and Workstations | FQDW-164 | 03 | FQDW-164.03 | WORKSTATION: straight, adjustable height, electric, 720H nom, 750D x 1500W |  |  | 3 | ARCH-FFE | TRUE | FALSE | FALSE
FQ | Furniture and Non-medical Equipment | DW | Desks and Workstations | FQDW-164 | 04 | FQDW-164.04 | WORKSTATION: straight, adjustable height, electric, 720H nom, 750D x 1600W |  |  | 3 | ARCH-FFE | TRUE | FALSE | FALSE
FQ | Furniture and Non-medical Equipment | DW | Desks and Workstations | FQDW-164 | 05 | FQDW-164.05 | WORKSTATION: straight, adjustable height, electric, 720H nom, 750D x 1800W |  |  | 3 | ARCH-FFE | TRUE | FALSE | FALSE
FQ | Furniture and Non-medical Equipment | DW | Desks and Workstations | FQDW-164 | 06 | FQDW-164.06 | WORKSTATION: straight, adjustable height, electric, 720H nom, 750D x 2100W |  |  | 3 | ARCH-FFE | TRUE | FALSE | FALSE
FQ | Furniture and Non-medical Equipment | DW | Desks and Workstations | FQDW-164 | 07 | FQDW-164.07 | WORKSTATION: straight, adjustable height, electric, 720H nom, 750D x 2200W |  |  | 3 | ARCH-FFE | TRUE | FALSE | FALSE
FQ | Furniture and Non-medical Equipment | DW | Desks and Workstations | FQDW-165 | 01 | FQDW-165.01 | WORKSTATION: straight, adjustable height, electric, 720H nom, 800D x 1000W |  |  | 3 | ARCH-FFE | TRUE | FALSE | FALSE
FQ | Furniture and Non-medical Equipment | DW | Desks and Workstations | FQDW-165 | 02 | FQDW-165.02 | WORKSTATION: straight, adjustable height, electric, 720H nom, 800D x 1200W |  |  | 3 | ARCH-FFE | TRUE | FALSE | FALSE
FQ | Furniture and Non-medical Equipment | DW | Desks and Workstations | FQDW-165 | 03 | FQDW-165.03 | WORKSTATION: straight, adjustable height, electric, 720H nom, 800D x 1500W |  |  | 3 | ARCH-FFE | TRUE | FALSE | FALSE
FQ | Furniture and Non-medical Equipment | DW | Desks and Workstations | FQDW-165 | 04 | FQDW-165.04 | WORKSTATION: straight, adjustable height, electric, 720H nom, 800D x 1600W |  |  | 3 | ARCH-FFE | TRUE | FALSE | FALSE
FQ | Furniture and Non-medical Equipment | DW | Desks and Workstations | FQDW-165 | 05 | FQDW-165.05 | WORKSTATION: straight, adjustable height, electric, 720H nom, 800D x 1800W |  |  | 3 | ARCH-FFE | TRUE | FALSE | FALSE
FQ | Furniture and Non-medical Equipment | DW | Desks and Workstations | FQDW-165 | 06 | FQDW-165.06 | WORKSTATION: straight, adjustable height, electric, 720H nom, 800D x 2100W |  |  | 3 | ARCH-FFE | TRUE | FALSE | FALSE
FQ | Furniture and Non-medical Equipment | DW | Desks and Workstations | FQDW-165 | 07 | FQDW-165.07 | WORKSTATION: straight, adjustable height, electric, 720H nom, 800D x 2200W |  |  | 3 | ARCH-FFE | TRUE | FALSE | TRUE
FQ | Furniture and Non-medical Equipment | DW | Desks and Workstations | FQDW-201 | 01 | FQDW-201.01 | WORKSTATION: 120-degree, fixed height, 720H, 600D x 1000/1000W |  |  | 3 | ARCH-FFE | TRUE | FALSE | FALSE
FQ | Furniture and Non-medical Equipment | DW | Desks and Workstations | FQDW-201 | 02 | FQDW-201.02 | WORKSTATION: 120-degree, fixed height, 720H, 600D x 1200/1200W |  |  | 3 | ARCH-FFE | TRUE | FALSE | FALSE
FQ | Furniture and Non-medical Equipment | DW | Desks and Workstations | FQDW-201 | 03 | FQDW-201.03 | WORKSTATION: 120-degree, fixed height, 720H, 600D x 1500/1500W |  |  | 3 | ARCH-FFE | TRUE | FALSE | FALSE
FQ | Furniture and Non-medical Equipment | DW | Desks and Workstations | FQDW-202 | 01 | FQDW-202.01 | WORKSTATION: 120-degree, fixed height, 720H, 650D x 1000/1000W |  |  | 3 | ARCH-FFE | TRUE | FALSE | FALSE
FQ | Furniture and Non-medical Equipment | DW | Desks and Workstations | FQDW-202 | 02 | FQDW-202.02 | WORKSTATION: 120-degree, fixed height, 720H, 650D x 1200/1200W |  |  | 3 | ARCH-FFE | TRUE | FALSE | FALSE
FQ | Furniture and Non-medical Equipment | DW | Desks and Workstations | FQDW-202 | 03 | FQDW-202.03 | WORKSTATION: 120-degree, fixed height, 720H, 650D x 1500/1500W |  |  | 3 | ARCH-FFE | TRUE | FALSE | FALSE
FQ | Furniture and Non-medical Equipment | DW | Desks and Workstations | FQDW-203 | 01 | FQDW-203.01 | WORKSTATION: 120-degree, fixed height, 720H, 700D x 1000/1000W |  |  | 3 | ARCH-FFE | TRUE | FALSE | FALSE
FQ | Furniture and Non-medical Equipment | DW | Desks and Workstations | FQDW-203 | 02 | FQDW-203.02 | WORKSTATION: 120-degree, fixed height, 720H, 700D x 1200/1200W |  |  | 3 | ARCH-FFE | TRUE | FALSE | FALSE
FQ | Furniture and Non-medical Equipment | DW | Desks and Workstations | FQDW-203 | 03 | FQDW-203.03 | WORKSTATION: 120-degree, fixed height, 720H, 700D x 1500/1500W |  |  | 3 | ARCH-FFE | TRUE | FALSE | FALSE
FQ | Furniture and Non-medical Equipment | DW | Desks and Workstations | FQDW-204 | 01 | FQDW-204.01 | WORKSTATION: 120-degree, fixed height, 720H, 750D x 1000/1000W |  |  | 3 | ARCH-FFE | TRUE | FALSE | FALSE
FQ | Furniture and Non-medical Equipment | DW | Desks and Workstations | FQDW-204 | 02 | FQDW-204.02 | WORKSTATION: 120-degree, fixed height, 720H, 750D x 1200/1200W |  |  | 3 | ARCH-FFE | TRUE | FALSE | FALSE
FQ | Furniture and Non-medical Equipment | DW | Desks and Workstations | FQDW-204 | 03 | FQDW-204.03 | WORKSTATION: 120-degree, fixed height, 720H, 750D x 1500/1500W |  |  | 3 | ARCH-FFE | TRUE | FALSE | FALSE
FQ | Furniture and Non-medical Equipment | DW | Desks and Workstations | FQDW-205 | 01 | FQDW-205.01 | WORKSTATION: 120-degree, fixed height, 720H, 800D x 1000/1000W |  |  | 3 | ARCH-FFE | TRUE | FALSE | FALSE
FQ | Furniture and Non-medical Equipment | DW | Desks and Workstations | FQDW-205 | 02 | FQDW-205.02 | WORKSTATION: 120-degree, fixed height, 720H, 800D x 1200/1200W |  |  | 3 | ARCH-FFE | TRUE | FALSE | FALSE
FQ | Furniture and Non-medical Equipment | DW | Desks and Workstations | FQDW-205 | 03 | FQDW-205.03 | WORKSTATION: 120-degree, fixed height, 720H, 800D x 1500/1500W |  |  | 3 | ARCH-FFE | TRUE | FALSE | FALSE
FQ | Furniture and Non-medical Equipment | DW | Desks and Workstations | FQDW-211 | 01 | FQDW-211.01 | WORKSTATION: 120-degree, fixed height, 900H, 600D x 1000/1000W |  |  | 3 | ARCH-FFE | TRUE | FALSE | FALSE
FQ | Furniture and Non-medical Equipment | DW | Desks and Workstations | FQDW-211 | 02 | FQDW-211.02 | WORKSTATION: 120-degree, fixed height, 900H, 600D x 1200/1200W |  |  | 3 | ARCH-FFE | TRUE | FALSE | FALSE
FQ | Furniture and Non-medical Equipment | DW | Desks and Workstations | FQDW-211 | 03 | FQDW-211.03 | WORKSTATION: 120-degree, fixed height, 900H, 600D x 1500/1500W |  |  | 3 | ARCH-FFE | TRUE | FALSE | FALSE
FQ | Furniture and Non-medical Equipment | DW | Desks and Workstations | FQDW-212 | 01 | FQDW-212.01 | WORKSTATION: 120-degree, fixed height, 900H, 650D x 1000/1000W |  |  | 3 | ARCH-FFE | TRUE | FALSE | FALSE
FQ | Furniture and Non-medical Equipment | DW | Desks and Workstations | FQDW-212 | 02 | FQDW-212.02 | WORKSTATION: 120-degree, fixed height, 900H, 650D x 1200/1200W |  |  | 3 | ARCH-FFE | TRUE | FALSE | FALSE
FQ | Furniture and Non-medical Equipment | DW | Desks and Workstations | FQDW-212 | 03 | FQDW-212.03 | WORKSTATION: 120-degree, fixed height, 900H, 650D x 1500/1500W |  |  | 3 | ARCH-FFE | TRUE | FALSE | FALSE
FQ | Furniture and Non-medical Equipment | DW | Desks and Workstations | FQDW-213 | 01 | FQDW-213.01 | WORKSTATION: 120-degree, fixed height, 900H, 700D x 1000/1000W |  |  | 3 | ARCH-FFE | TRUE | FALSE | FALSE
FQ | Furniture and Non-medical Equipment | DW | Desks and Workstations | FQDW-213 | 02 | FQDW-213.02 | WORKSTATION: 120-degree, fixed height, 900H, 700D x 1200/1200W |  |  | 3 | ARCH-FFE | TRUE | FALSE | FALSE
FQ | Furniture and Non-medical Equipment | DW | Desks and Workstations | FQDW-213 | 03 | FQDW-213.03 | WORKSTATION: 120-degree, fixed height, 900H, 700D x 1500/1500W |  |  | 3 | ARCH-FFE | TRUE | FALSE | FALSE
FQ | Furniture and Non-medical Equipment | DW | Desks and Workstations | FQDW-214 | 01 | FQDW-214.01 | WORKSTATION: 120-degree, fixed height, 900H, 750D x 1000/1000W |  |  | 3 | ARCH-FFE | TRUE | FALSE | FALSE
FQ | Furniture and Non-medical Equipment | DW | Desks and Workstations | FQDW-214 | 02 | FQDW-214.02 | WORKSTATION: 120-degree, fixed height, 900H, 750D x 1200/1200W |  |  | 3 | ARCH-FFE | TRUE | FALSE | FALSE
FQ | Furniture and Non-medical Equipment | DW | Desks and Workstations | FQDW-214 | 03 | FQDW-214.03 | WORKSTATION: 120-degree, fixed height, 900H, 750D x 1500/1500W |  |  | 3 | ARCH-FFE | TRUE | FALSE | FALSE
FQ | Furniture and Non-medical Equipment | DW | Desks and Workstations | FQDW-215 | 01 | FQDW-215.01 | WORKSTATION: 120-degree, fixed height, 900H, 800D x 1000/1000W |  |  | 3 | ARCH-FFE | TRUE | FALSE | FALSE
FQ | Furniture and Non-medical Equipment | DW | Desks and Workstations | FQDW-215 | 02 | FQDW-215.02 | WORKSTATION: 120-degree, fixed height, 900H, 800D x 1200/1200W |  |  | 3 | ARCH-FFE | TRUE | FALSE | FALSE
FQ | Furniture and Non-medical Equipment | DW | Desks and Workstations | FQDW-215 | 03 | FQDW-215.03 | WORKSTATION: 120-degree, fixed height, 900H, 800D x 1500/1500W |  |  | 3 | ARCH-FFE | TRUE | FALSE | FALSE
FQ | Furniture and Non-medical Equipment | DW | Desks and Workstations | FQDW-221 | 01 | FQDW-221.01 | WORKSTATION: 120-degree, fixed height, 1050H, 600D x 1000/1000W |  |  | 3 | ARCH-FFE | TRUE | FALSE | FALSE
FQ | Furniture and Non-medical Equipment | DW | Desks and Workstations | FQDW-221 | 02 | FQDW-221.02 | WORKSTATION: 120-degree, fixed height, 1050H, 600D x 1200/1200W |  |  | 3 | ARCH-FFE | TRUE | FALSE | FALSE
FQ | Furniture and Non-medical Equipment | DW | Desks and Workstations | FQDW-221 | 03 | FQDW-221.03 | WORKSTATION: 120-degree, fixed height, 1050H, 600D x 1500/1500W |  |  | 3 | ARCH-FFE | TRUE | FALSE | FALSE
FQ | Furniture and Non-medical Equipment | DW | Desks and Workstations | FQDW-222 | 01 | FQDW-222.01 | WORKSTATION: 120-degree, fixed height, 1050H, 650D x 1000/1000W |  |  | 3 | ARCH-FFE | TRUE | FALSE | FALSE
FQ | Furniture and Non-medical Equipment | DW | Desks and Workstations | FQDW-222 | 02 | FQDW-222.02 | WORKSTATION: 120-degree, fixed height, 1050H, 650D x 1200/1200W |  |  | 3 | ARCH-FFE | TRUE | FALSE | FALSE
FQ | Furniture and Non-medical Equipment | DW | Desks and Workstations | FQDW-222 | 03 | FQDW-222.03 | WORKSTATION: 120-degree, fixed height, 1050H, 650D x 1500/1500W |  |  | 3 | ARCH-FFE | TRUE | FALSE | FALSE
FQ | Furniture and Non-medical Equipment | DW | Desks and Workstations | FQDW-223 | 01 | FQDW-223.01 | WORKSTATION: 120-degree, fixed height, 1050H, 700D x 1000/1000W |  |  | 3 | ARCH-FFE | TRUE | FALSE | FALSE
FQ | Furniture and Non-medical Equipment | DW | Desks and Workstations | FQDW-223 | 02 | FQDW-223.02 | WORKSTATION: 120-degree, fixed height, 1050H, 700D x 1200/1200W |  |  | 3 | ARCH-FFE | TRUE | FALSE | FALSE
FQ | Furniture and Non-medical Equipment | DW | Desks and Workstations | FQDW-223 | 03 | FQDW-223.03 | WORKSTATION: 120-degree, fixed height, 1050H, 700D x 1500/1500W |  |  | 3 | ARCH-FFE | TRUE | FALSE | FALSE
FQ | Furniture and Non-medical Equipment | DW | Desks and Workstations | FQDW-224 | 01 | FQDW-224.01 | WORKSTATION: 120-degree, fixed height, 1050H, 750D x 1000/1000W |  |  | 3 | ARCH-FFE | TRUE | FALSE | FALSE
FQ | Furniture and Non-medical Equipment | DW | Desks and Workstations | FQDW-224 | 02 | FQDW-224.02 | WORKSTATION: 120-degree, fixed height, 1050H, 750D x 1200/1200W |  |  | 3 | ARCH-FFE | TRUE | FALSE | FALSE
FQ | Furniture and Non-medical Equipment | DW | Desks and Workstations | FQDW-224 | 03 | FQDW-224.03 | WORKSTATION: 120-degree, fixed height, 1050H, 750D x 1500/1500W |  |  | 3 | ARCH-FFE | TRUE | FALSE | FALSE
FQ | Furniture and Non-medical Equipment | DW | Desks and Workstations | FQDW-225 | 01 | FQDW-225.01 | WORKSTATION: 120-degree, fixed height, 1050H, 800D x 1000/1000W |  |  | 3 | ARCH-FFE | TRUE | FALSE | FALSE
FQ | Furniture and Non-medical Equipment | DW | Desks and Workstations | FQDW-225 | 02 | FQDW-225.02 | WORKSTATION: 120-degree, fixed height, 1050H, 800D x 1200/1200W |  |  | 3 | ARCH-FFE | TRUE | FALSE | FALSE
FQ | Furniture and Non-medical Equipment | DW | Desks and Workstations | FQDW-225 | 03 | FQDW-225.03 | WORKSTATION: 120-degree, fixed height, 1050H, 800D x 1500/1500W |  |  | 3 | ARCH-FFE | TRUE | FALSE | FALSE
FQ | Furniture and Non-medical Equipment | DW | Desks and Workstations | FQDW-231 | 01 | FQDW-231.01 | WORKSTATION: 120-degree, adjustable height, 720H nom, 600D x 1000/1000W |  |  | 3 | ARCH-FFE | TRUE | FALSE | FALSE
FQ | Furniture and Non-medical Equipment | DW | Desks and Workstations | FQDW-231 | 02 | FQDW-231.02 | WORKSTATION: 120-degree, adjustable height, 720H nom, 600D x 1200/1200W |  |  | 3 | ARCH-FFE | TRUE | FALSE | FALSE
FQ | Furniture and Non-medical Equipment | DW | Desks and Workstations | FQDW-231 | 03 | FQDW-231.03 | WORKSTATION: 120-degree, adjustable height, 720H nom, 600D x 1500/1500W |  |  | 3 | ARCH-FFE | TRUE | FALSE | FALSE
FQ | Furniture and Non-medical Equipment | DW | Desks and Workstations | FQDW-232 | 01 | FQDW-232.01 | WORKSTATION: 120-degree, adjustable height, 720H nom, 650D x 1000/1000W |  |  | 3 | ARCH-FFE | TRUE | FALSE | FALSE
FQ | Furniture and Non-medical Equipment | DW | Desks and Workstations | FQDW-232 | 02 | FQDW-232.02 | WORKSTATION: 120-degree, adjustable height, 720H nom, 650D x 1200/1200W |  |  | 3 | ARCH-FFE | TRUE | FALSE | FALSE
FQ | Furniture and Non-medical Equipment | DW | Desks and Workstations | FQDW-232 | 03 | FQDW-232.03 | WORKSTATION: 120-degree, adjustable height, 720H nom, 650D x 1500/1500W |  |  | 3 | ARCH-FFE | TRUE | FALSE | FALSE
FQ | Furniture and Non-medical Equipment | DW | Desks and Workstations | FQDW-233 | 01 | FQDW-233.01 | WORKSTATION: 120-degree, adjustable height, 720H nom, 700D x 1000/1000W |  |  | 3 | ARCH-FFE | TRUE | FALSE | FALSE
FQ | Furniture and Non-medical Equipment | DW | Desks and Workstations | FQDW-233 | 02 | FQDW-233.02 | WORKSTATION: 120-degree, adjustable height, 720H nom, 700D x 1200/1200W |  |  | 3 | ARCH-FFE | TRUE | FALSE | FALSE
FQ | Furniture and Non-medical Equipment | DW | Desks and Workstations | FQDW-233 | 03 | FQDW-233.03 | WORKSTATION: 120-degree, adjustable height, 720H nom, 700D x 1500/1500W |  |  | 3 | ARCH-FFE | TRUE | FALSE | FALSE
FQ | Furniture and Non-medical Equipment | DW | Desks and Workstations | FQDW-234 | 01 | FQDW-234.01 | WORKSTATION: 120-degree, adjustable height, 720H nom, 750D x 1000/1000W | FQDW-012 | WORKSTATION: 120 degree, adj height, 1200/1200W x 750D x 750H nom. | 3 | ARCH-FFE | TRUE | FALSE | FALSE
FQ | Furniture and Non-medical Equipment | DW | Desks and Workstations | FQDW-234 | 02 | FQDW-234.02 | WORKSTATION: 120-degree, adjustable height, 720H nom, 750D x 1200/1200W | FQDW-014 | WORKSTATION: 120 degree, adj height, 1500/1500W x 750D x 750H nom. | 3 | ARCH-FFE | TRUE | FALSE | FALSE
FQ | Furniture and Non-medical Equipment | DW | Desks and Workstations | FQDW-234 | 03 | FQDW-234.03 | WORKSTATION: 120-degree, adjustable height, 720H nom, 750D x 1500/1500W |  |  | 3 | ARCH-FFE | TRUE | FALSE | FALSE
FQ | Furniture and Non-medical Equipment | DW | Desks and Workstations | FQDW-235 | 01 | FQDW-235.01 | WORKSTATION: 120-degree, adjustable height, 720H nom, 800D x 1000/1000W |  |  | 3 | ARCH-FFE | TRUE | FALSE | FALSE
FQ | Furniture and Non-medical Equipment | DW | Desks and Workstations | FQDW-235 | 02 | FQDW-235.02 | WORKSTATION: 120-degree, adjustable height, 720H nom, 800D x 1200/1200W |  |  | 3 | ARCH-FFE | TRUE | FALSE | FALSE
FQ | Furniture and Non-medical Equipment | DW | Desks and Workstations | FQDW-235 | 03 | FQDW-235.03 | WORKSTATION: 120-degree, adjustable height, 720H nom, 800D x 1500/1500W |  |  | 3 | ARCH-FFE | TRUE | FALSE | FALSE
FQ | Furniture and Non-medical Equipment | DW | Desks and Workstations | FQDW-261 | 01 | FQDW-261.01 | WORKSTATION: 120-degree, adjustable height, electric, 720H nom, 600D x 1000/1000W |  |  | 3 | ARCH-FFE | TRUE | FALSE | FALSE
FQ | Furniture and Non-medical Equipment | DW | Desks and Workstations | FQDW-261 | 02 | FQDW-261.02 | WORKSTATION: 120-degree, adjustable height, electric, 720H nom, 600D x 1200/1200W |  |  | 3 | ARCH-FFE | TRUE | FALSE | FALSE
FQ | Furniture and Non-medical Equipment | DW | Desks and Workstations | FQDW-261 | 03 | FQDW-261.03 | WORKSTATION: 120-degree, adjustable height, electric, 720H nom, 600D x 1500/1500W |  |  | 3 | ARCH-FFE | TRUE | FALSE | FALSE
FQ | Furniture and Non-medical Equipment | DW | Desks and Workstations | FQDW-262 | 01 | FQDW-262.01 | WORKSTATION: 120-degree, adjustable height, electric, 720H nom, 650D x 1000/1000W |  |  | 3 | ARCH-FFE | TRUE | FALSE | FALSE
FQ | Furniture and Non-medical Equipment | DW | Desks and Workstations | FQDW-262 | 02 | FQDW-262.02 | WORKSTATION: 120-degree, adjustable height, electric, 720H nom, 650D x 1200/1200W |  |  | 3 | ARCH-FFE | TRUE | FALSE | FALSE
FQ | Furniture and Non-medical Equipment | DW | Desks and Workstations | FQDW-262 | 03 | FQDW-262.03 | WORKSTATION: 120-degree, adjustable height, electric, 720H nom, 650D x 1500/1500W |  |  | 3 | ARCH-FFE | TRUE | FALSE | FALSE
FQ | Furniture and Non-medical Equipment | DW | Desks and Workstations | FQDW-263 | 01 | FQDW-263.01 | WORKSTATION: 120-degree, adjustable height, electric, 720H nom, 700D x 1000/1000W |  |  | 3 | ARCH-FFE | TRUE | FALSE | FALSE
FQ | Furniture and Non-medical Equipment | DW | Desks and Workstations | FQDW-263 | 02 | FQDW-263.02 | WORKSTATION: 120-degree, adjustable height, electric, 720H nom, 700D x 1200/1200W |  |  | 3 | ARCH-FFE | TRUE | FALSE | FALSE
FQ | Furniture and Non-medical Equipment | DW | Desks and Workstations | FQDW-263 | 03 | FQDW-263.03 | WORKSTATION: 120-degree, adjustable height, electric, 720H nom, 700D x 1500/1500W |  |  | 3 | ARCH-FFE | TRUE | FALSE | FALSE
FQ | Furniture and Non-medical Equipment | DW | Desks and Workstations | FQDW-264 | 01 | FQDW-264.01 | WORKSTATION: 120-degree, adjustable height, electric, 720H nom, 750D x 1000/1000W |  |  | 3 | ARCH-FFE | TRUE | FALSE | FALSE
FQ | Furniture and Non-medical Equipment | DW | Desks and Workstations | FQDW-264 | 02 | FQDW-264.02 | WORKSTATION: 120-degree, adjustable height, electric, 720H nom, 750D x 1200/1200W |  |  | 3 | ARCH-FFE | TRUE | FALSE | FALSE
FQ | Furniture and Non-medical Equipment | DW | Desks and Workstations | FQDW-264 | 03 | FQDW-264.03 | WORKSTATION: 120-degree, adjustable height, electric, 720H nom, 750D x 1500/1500W |  |  | 3 | ARCH-FFE | TRUE | FALSE | FALSE
FQ | Furniture and Non-medical Equipment | DW | Desks and Workstations | FQDW-265 | 01 | FQDW-265.01 | WORKSTATION: 120-degree, adjustable height, electric, 720H nom, 800D x 1000/1000W |  |  | 3 | ARCH-FFE | TRUE | FALSE | FALSE
FQ | Furniture and Non-medical Equipment | DW | Desks and Workstations | FQDW-265 | 02 | FQDW-265.02 | WORKSTATION: 120-degree, adjustable height, electric, 720H nom, 800D x 1200/1200W |  |  | 3 | ARCH-FFE | TRUE | FALSE | FALSE
FQ | Furniture and Non-medical Equipment | DW | Desks and Workstations | FQDW-265 | 03 | FQDW-265.03 | WORKSTATION: 120-degree, adjustable height, electric, 720H nom, 800D x 1500/1500W |  |  | 3 | ARCH-FFE | TRUE | FALSE | FALSE
FQ | Furniture and Non-medical Equipment | DW | Desks and Workstations | FQDW-301 | 01 | FQDW-301.01 | WORKSTATION: corner, fixed height, 720H, 600D x 1200/1200W |  |  | 3 | ARCH-FFE | TRUE | FALSE | FALSE
FQ | Furniture and Non-medical Equipment | DW | Desks and Workstations | FQDW-301 | 02 | FQDW-301.02 | WORKSTATION: corner, fixed height, 720H, 600D x 1200/1500W |  |  | 3 | ARCH-FFE | TRUE | FALSE | FALSE
FQ | Furniture and Non-medical Equipment | DW | Desks and Workstations | FQDW-301 | 03 | FQDW-301.03 | WORKSTATION: corner, fixed height, 720H, 600D x 1200/1800W |  |  | 3 | ARCH-FFE | TRUE | FALSE | FALSE
FQ | Furniture and Non-medical Equipment | DW | Desks and Workstations | FQDW-301 | 04 | FQDW-301.04 | WORKSTATION: corner, fixed height, 720H, 600D x 1200/2100W |  |  | 3 | ARCH-FFE | TRUE | FALSE | FALSE
FQ | Furniture and Non-medical Equipment | DW | Desks and Workstations | FQDW-301 | 05 | FQDW-301.05 | WORKSTATION: corner, fixed height, 720H, 600D x 1500/1500W |  |  | 3 | ARCH-FFE | TRUE | FALSE | FALSE
FQ | Furniture and Non-medical Equipment | DW | Desks and Workstations | FQDW-301 | 06 | FQDW-301.06 | WORKSTATION: corner, fixed height, 720H, 600D x 1500/1800W |  |  | 3 | ARCH-FFE | TRUE | FALSE | FALSE
FQ | Furniture and Non-medical Equipment | DW | Desks and Workstations | FQDW-301 | 07 | FQDW-301.07 | WORKSTATION: corner, fixed height, 720H, 600D x 1500/2100W |  |  | 3 | ARCH-FFE | TRUE | FALSE | FALSE
FQ | Furniture and Non-medical Equipment | DW | Desks and Workstations | FQDW-301 | 08 | FQDW-301.08 | WORKSTATION: corner, fixed height, 720H, 600D x 1800/1800W |  |  | 3 | ARCH-FFE | TRUE | FALSE | FALSE
FQ | Furniture and Non-medical Equipment | DW | Desks and Workstations | FQDW-301 | 09 | FQDW-301.09 | WORKSTATION: corner, fixed height, 720H, 600D x 1800/2100W |  |  | 3 | ARCH-FFE | TRUE | FALSE | FALSE
FQ | Furniture and Non-medical Equipment | DW | Desks and Workstations | FQDW-301 | 10 | FQDW-301.10 | WORKSTATION: corner, fixed height, 720H, 600D x 2100/2100W |  |  | 3 | ARCH-FFE | TRUE | FALSE | FALSE
FQ | Furniture and Non-medical Equipment | DW | Desks and Workstations | FQDW-302 | 01 | FQDW-302.01 | WORKSTATION: corner, fixed height, 720H, 650D x 1200/1200W |  |  | 3 | ARCH-FFE | TRUE | FALSE | FALSE
FQ | Furniture and Non-medical Equipment | DW | Desks and Workstations | FQDW-302 | 02 | FQDW-302.02 | WORKSTATION: corner, fixed height, 720H, 650D x 1200/1500W |  |  | 3 | ARCH-FFE | TRUE | FALSE | FALSE
FQ | Furniture and Non-medical Equipment | DW | Desks and Workstations | FQDW-302 | 03 | FQDW-302.03 | WORKSTATION: corner, fixed height, 720H, 650D x 1200/1800W |  |  | 3 | ARCH-FFE | TRUE | FALSE | FALSE
FQ | Furniture and Non-medical Equipment | DW | Desks and Workstations | FQDW-302 | 04 | FQDW-302.04 | WORKSTATION: corner, fixed height, 720H, 650D x 1200/2100W |  |  | 3 | ARCH-FFE | TRUE | FALSE | FALSE
FQ | Furniture and Non-medical Equipment | DW | Desks and Workstations | FQDW-302 | 05 | FQDW-302.05 | WORKSTATION: corner, fixed height, 720H, 650D x 1500/1500W |  |  | 3 | ARCH-FFE | TRUE | FALSE | FALSE
FQ | Furniture and Non-medical Equipment | DW | Desks and Workstations | FQDW-302 | 06 | FQDW-302.06 | WORKSTATION: corner, fixed height, 720H, 650D x 1500/1800W |  |  | 3 | ARCH-FFE | TRUE | FALSE | FALSE
FQ | Furniture and Non-medical Equipment | DW | Desks and Workstations | FQDW-302 | 07 | FQDW-302.07 | WORKSTATION: corner, fixed height, 720H, 650D x 1500/2100W |  |  | 3 | ARCH-FFE | TRUE | FALSE | FALSE
FQ | Furniture and Non-medical Equipment | DW | Desks and Workstations | FQDW-302 | 08 | FQDW-302.08 | WORKSTATION: corner, fixed height, 720H, 650D x 1800/1800W |  |  | 3 | ARCH-FFE | TRUE | FALSE | FALSE
FQ | Furniture and Non-medical Equipment | DW | Desks and Workstations | FQDW-302 | 09 | FQDW-302.09 | WORKSTATION: corner, fixed height, 720H, 650D x 1800/2100W |  |  | 3 | ARCH-FFE | TRUE | FALSE | FALSE
FQ | Furniture and Non-medical Equipment | DW | Desks and Workstations | FQDW-302 | 10 | FQDW-302.10 | WORKSTATION: corner, fixed height, 720H, 650D x 2100/2100W |  |  | 3 | ARCH-FFE | TRUE | FALSE | FALSE
FQ | Furniture and Non-medical Equipment | DW | Desks and Workstations | FQDW-303 | 01 | FQDW-303.01 | WORKSTATION: corner, fixed height, 720H, 700D x 1200/1200W |  |  | 3 | ARCH-FFE | TRUE | FALSE | FALSE
FQ | Furniture and Non-medical Equipment | DW | Desks and Workstations | FQDW-303 | 02 | FQDW-303.02 | WORKSTATION: corner, fixed height, 720H, 700D x 1200/1500W |  |  | 3 | ARCH-FFE | TRUE | FALSE | FALSE
FQ | Furniture and Non-medical Equipment | DW | Desks and Workstations | FQDW-303 | 03 | FQDW-303.03 | WORKSTATION: corner, fixed height, 720H, 700D x 1200/1800W |  |  | 3 | ARCH-FFE | TRUE | FALSE | FALSE
FQ | Furniture and Non-medical Equipment | DW | Desks and Workstations | FQDW-303 | 04 | FQDW-303.04 | WORKSTATION: corner, fixed height, 720H, 700D x 1200/2100W |  |  | 3 | ARCH-FFE | TRUE | FALSE | FALSE
FQ | Furniture and Non-medical Equipment | DW | Desks and Workstations | FQDW-303 | 05 | FQDW-303.05 | WORKSTATION: corner, fixed height, 720H, 700D x 1500/1500W |  |  | 3 | ARCH-FFE | TRUE | FALSE | FALSE
FQ | Furniture and Non-medical Equipment | DW | Desks and Workstations | FQDW-303 | 06 | FQDW-303.06 | WORKSTATION: corner, fixed height, 720H, 700D x 1500/1800W |  |  | 3 | ARCH-FFE | TRUE | FALSE | FALSE
FQ | Furniture and Non-medical Equipment | DW | Desks and Workstations | FQDW-303 | 07 | FQDW-303.07 | WORKSTATION: corner, fixed height, 720H, 700D x 1500/2100W |  |  | 3 | ARCH-FFE | TRUE | FALSE | FALSE
FQ | Furniture and Non-medical Equipment | DW | Desks and Workstations | FQDW-303 | 08 | FQDW-303.08 | WORKSTATION: corner, fixed height, 720H, 700D x 1800/1800W |  |  | 3 | ARCH-FFE | TRUE | FALSE | FALSE
FQ | Furniture and Non-medical Equipment | DW | Desks and Workstations | FQDW-303 | 09 | FQDW-303.09 | WORKSTATION: corner, fixed height, 720H, 700D x 1800/2100W |  |  | 3 | ARCH-FFE | TRUE | FALSE | FALSE
FQ | Furniture and Non-medical Equipment | DW | Desks and Workstations | FQDW-303 | 10 | FQDW-303.10 | WORKSTATION: corner, fixed height, 720H, 700D x 2100/2100W |  |  | 3 | ARCH-FFE | TRUE | FALSE | FALSE
FQ | Furniture and Non-medical Equipment | DW | Desks and Workstations | FQDW-304 | 01 | FQDW-304.01 | WORKSTATION: corner, fixed height, 720H, 750D x 1200/1200W |  |  | 3 | ARCH-FFE | TRUE | FALSE | FALSE
FQ | Furniture and Non-medical Equipment | DW | Desks and Workstations | FQDW-304 | 02 | FQDW-304.02 | WORKSTATION: corner, fixed height, 720H, 750D x 1200/1500W |  |  | 3 | ARCH-FFE | TRUE | FALSE | FALSE
FQ | Furniture and Non-medical Equipment | DW | Desks and Workstations | FQDW-304 | 03 | FQDW-304.03 | WORKSTATION: corner, fixed height, 720H, 750D x 1200/1800W |  |  | 3 | ARCH-FFE | TRUE | FALSE | FALSE
FQ | Furniture and Non-medical Equipment | DW | Desks and Workstations | FQDW-304 | 04 | FQDW-304.04 | WORKSTATION: corner, fixed height, 720H, 750D x 1200/2100W |  |  | 3 | ARCH-FFE | TRUE | FALSE | FALSE
FQ | Furniture and Non-medical Equipment | DW | Desks and Workstations | FQDW-304 | 05 | FQDW-304.05 | WORKSTATION: corner, fixed height, 720H, 750D x 1500/1500W |  |  | 3 | ARCH-FFE | TRUE | FALSE | FALSE
FQ | Furniture and Non-medical Equipment | DW | Desks and Workstations | FQDW-304 | 06 | FQDW-304.06 | WORKSTATION: corner, fixed height, 720H, 750D x 1500/1800W |  |  | 3 | ARCH-FFE | TRUE | FALSE | FALSE
FQ | Furniture and Non-medical Equipment | DW | Desks and Workstations | FQDW-304 | 07 | FQDW-304.07 | WORKSTATION: corner, fixed height, 720H, 750D x 1500/2100W |  |  | 3 | ARCH-FFE | TRUE | FALSE | FALSE
FQ | Furniture and Non-medical Equipment | DW | Desks and Workstations | FQDW-304 | 08 | FQDW-304.08 | WORKSTATION: corner, fixed height, 720H, 750D x 1800/1800W |  |  | 3 | ARCH-FFE | TRUE | FALSE | FALSE
FQ | Furniture and Non-medical Equipment | DW | Desks and Workstations | FQDW-304 | 09 | FQDW-304.09 | WORKSTATION: corner, fixed height, 720H, 750D x 1800/2100W |  |  | 3 | ARCH-FFE | TRUE | FALSE | FALSE
FQ | Furniture and Non-medical Equipment | DW | Desks and Workstations | FQDW-304 | 10 | FQDW-304.10 | WORKSTATION: corner, fixed height, 720H, 750D x 2100/2100W |  |  | 3 | ARCH-FFE | TRUE | FALSE | FALSE
FQ | Furniture and Non-medical Equipment | DW | Desks and Workstations | FQDW-305 | 01 | FQDW-305.01 | WORKSTATION: corner, fixed height, 720H, 800D x 1200/1200W |  |  | 3 | ARCH-FFE | TRUE | FALSE | FALSE
FQ | Furniture and Non-medical Equipment | DW | Desks and Workstations | FQDW-305 | 02 | FQDW-305.02 | WORKSTATION: corner, fixed height, 720H, 800D x 1200/1500W |  |  | 3 | ARCH-FFE | TRUE | FALSE | FALSE
FQ | Furniture and Non-medical Equipment | DW | Desks and Workstations | FQDW-305 | 03 | FQDW-305.03 | WORKSTATION: corner, fixed height, 720H, 800D x 1200/1800W |  |  | 3 | ARCH-FFE | TRUE | FALSE | FALSE
FQ | Furniture and Non-medical Equipment | DW | Desks and Workstations | FQDW-305 | 04 | FQDW-305.04 | WORKSTATION: corner, fixed height, 720H, 800D x 1200/2100W |  |  | 3 | ARCH-FFE | TRUE | FALSE | FALSE
FQ | Furniture and Non-medical Equipment | DW | Desks and Workstations | FQDW-305 | 05 | FQDW-305.05 | WORKSTATION: corner, fixed height, 720H, 800D x 1500/1500W |  |  | 3 | ARCH-FFE | TRUE | FALSE | FALSE
FQ | Furniture and Non-medical Equipment | DW | Desks and Workstations | FQDW-305 | 06 | FQDW-305.06 | WORKSTATION: corner, fixed height, 720H, 800D x 1500/1800W |  |  | 3 | ARCH-FFE | TRUE | FALSE | FALSE
FQ | Furniture and Non-medical Equipment | DW | Desks and Workstations | FQDW-305 | 07 | FQDW-305.07 | WORKSTATION: corner, fixed height, 720H, 800D x 1500/2100W |  |  | 3 | ARCH-FFE | TRUE | FALSE | FALSE
FQ | Furniture and Non-medical Equipment | DW | Desks and Workstations | FQDW-305 | 08 | FQDW-305.08 | WORKSTATION: corner, fixed height, 720H, 800D x 1800/1800W |  |  | 3 | ARCH-FFE | TRUE | FALSE | FALSE
FQ | Furniture and Non-medical Equipment | DW | Desks and Workstations | FQDW-305 | 09 | FQDW-305.09 | WORKSTATION: corner, fixed height, 720H, 800D x 1800/2100W |  |  | 3 | ARCH-FFE | TRUE | FALSE | FALSE
FQ | Furniture and Non-medical Equipment | DW | Desks and Workstations | FQDW-305 | 10 | FQDW-305.10 | WORKSTATION: corner, fixed height, 720H, 800D x 2100/2100W |  |  | 3 | ARCH-FFE | TRUE | FALSE | FALSE
FQ | Furniture and Non-medical Equipment | DW | Desks and Workstations | FQDW-311 | 01 | FQDW-311.01 | WORKSTATION: corner, fixed height, 900H, 600D x 1200/1200W |  |  | 3 | ARCH-FFE | TRUE | FALSE | FALSE
FQ | Furniture and Non-medical Equipment | DW | Desks and Workstations | FQDW-311 | 02 | FQDW-311.02 | WORKSTATION: corner, fixed height, 900H, 600D x 1200/1500W |  |  | 3 | ARCH-FFE | TRUE | FALSE | FALSE
FQ | Furniture and Non-medical Equipment | DW | Desks and Workstations | FQDW-311 | 03 | FQDW-311.03 | WORKSTATION: corner, fixed height, 900H, 600D x 1200/1800W |  |  | 3 | ARCH-FFE | TRUE | FALSE | FALSE
FQ | Furniture and Non-medical Equipment | DW | Desks and Workstations | FQDW-311 | 04 | FQDW-311.04 | WORKSTATION: corner, fixed height, 900H, 600D x 1200/2100W |  |  | 3 | ARCH-FFE | TRUE | FALSE | FALSE
FQ | Furniture and Non-medical Equipment | DW | Desks and Workstations | FQDW-311 | 05 | FQDW-311.05 | WORKSTATION: corner, fixed height, 900H, 600D x 1500/1500W |  |  | 3 | ARCH-FFE | TRUE | FALSE | FALSE
FQ | Furniture and Non-medical Equipment | DW | Desks and Workstations | FQDW-311 | 06 | FQDW-311.06 | WORKSTATION: corner, fixed height, 900H, 600D x 1500/1800W |  |  | 3 | ARCH-FFE | TRUE | FALSE | FALSE
FQ | Furniture and Non-medical Equipment | DW | Desks and Workstations | FQDW-311 | 07 | FQDW-311.07 | WORKSTATION: corner, fixed height, 900H, 600D x 1500/2100W |  |  | 3 | ARCH-FFE | TRUE | FALSE | FALSE
FQ | Furniture and Non-medical Equipment | DW | Desks and Workstations | FQDW-311 | 08 | FQDW-311.08 | WORKSTATION: corner, fixed height, 900H, 600D x 1800/1800W |  |  | 3 | ARCH-FFE | TRUE | FALSE | FALSE
FQ | Furniture and Non-medical Equipment | DW | Desks and Workstations | FQDW-311 | 09 | FQDW-311.09 | WORKSTATION: corner, fixed height, 900H, 600D x 1800/2100W |  |  | 3 | ARCH-FFE | TRUE | FALSE | FALSE
FQ | Furniture and Non-medical Equipment | DW | Desks and Workstations | FQDW-311 | 10 | FQDW-311.10 | WORKSTATION: corner, fixed height, 900H, 600D x 2100/2100W |  |  | 3 | ARCH-FFE | TRUE | FALSE | FALSE
FQ | Furniture and Non-medical Equipment | DW | Desks and Workstations | FQDW-312 | 01 | FQDW-312.01 | WORKSTATION: corner, fixed height, 900H, 650D x 1200/1200W |  |  | 3 | ARCH-FFE | TRUE | FALSE | FALSE
FQ | Furniture and Non-medical Equipment | DW | Desks and Workstations | FQDW-312 | 02 | FQDW-312.02 | WORKSTATION: corner, fixed height, 900H, 650D x 1200/1500W |  |  | 3 | ARCH-FFE | TRUE | FALSE | FALSE
FQ | Furniture and Non-medical Equipment | DW | Desks and Workstations | FQDW-312 | 03 | FQDW-312.03 | WORKSTATION: corner, fixed height, 900H, 650D x 1200/1800W |  |  | 3 | ARCH-FFE | TRUE | FALSE | FALSE
FQ | Furniture and Non-medical Equipment | DW | Desks and Workstations | FQDW-312 | 04 | FQDW-312.04 | WORKSTATION: corner, fixed height, 900H, 650D x 1200/2100W |  |  | 3 | ARCH-FFE | TRUE | FALSE | FALSE
FQ | Furniture and Non-medical Equipment | DW | Desks and Workstations | FQDW-312 | 05 | FQDW-312.05 | WORKSTATION: corner, fixed height, 900H, 650D x 1500/1500W |  |  | 3 | ARCH-FFE | TRUE | FALSE | FALSE
FQ | Furniture and Non-medical Equipment | DW | Desks and Workstations | FQDW-312 | 06 | FQDW-312.06 | WORKSTATION: corner, fixed height, 900H, 650D x 1500/1800W |  |  | 3 | ARCH-FFE | TRUE | FALSE | FALSE
FQ | Furniture and Non-medical Equipment | DW | Desks and Workstations | FQDW-312 | 07 | FQDW-312.07 | WORKSTATION: corner, fixed height, 900H, 650D x 1500/2100W |  |  | 3 | ARCH-FFE | TRUE | FALSE | FALSE
FQ | Furniture and Non-medical Equipment | DW | Desks and Workstations | FQDW-312 | 08 | FQDW-312.08 | WORKSTATION: corner, fixed height, 900H, 650D x 1800/1800W |  |  | 3 | ARCH-FFE | TRUE | FALSE | FALSE
FQ | Furniture and Non-medical Equipment | DW | Desks and Workstations | FQDW-312 | 09 | FQDW-312.09 | WORKSTATION: corner, fixed height, 900H, 650D x 1800/2100W |  |  | 3 | ARCH-FFE | TRUE | FALSE | FALSE
FQ | Furniture and Non-medical Equipment | DW | Desks and Workstations | FQDW-312 | 10 | FQDW-312.10 | WORKSTATION: corner, fixed height, 900H, 650D x 2100/2100W |  |  | 3 | ARCH-FFE | TRUE | FALSE | FALSE
FQ | Furniture and Non-medical Equipment | DW | Desks and Workstations | FQDW-313 | 01 | FQDW-313.01 | WORKSTATION: corner, fixed height, 900H, 700D x 1200/1200W |  |  | 3 | ARCH-FFE | TRUE | FALSE | FALSE
FQ | Furniture and Non-medical Equipment | DW | Desks and Workstations | FQDW-313 | 02 | FQDW-313.02 | WORKSTATION: corner, fixed height, 900H, 700D x 1200/1500W |  |  | 3 | ARCH-FFE | TRUE | FALSE | FALSE
FQ | Furniture and Non-medical Equipment | DW | Desks and Workstations | FQDW-313 | 03 | FQDW-313.03 | WORKSTATION: corner, fixed height, 900H, 700D x 1200/1800W |  |  | 3 | ARCH-FFE | TRUE | FALSE | FALSE
FQ | Furniture and Non-medical Equipment | DW | Desks and Workstations | FQDW-313 | 04 | FQDW-313.04 | WORKSTATION: corner, fixed height, 900H, 700D x 1200/2100W |  |  | 3 | ARCH-FFE | TRUE | FALSE | FALSE
FQ | Furniture and Non-medical Equipment | DW | Desks and Workstations | FQDW-313 | 05 | FQDW-313.05 | WORKSTATION: corner, fixed height, 900H, 700D x 1500/1500W |  |  | 3 | ARCH-FFE | TRUE | FALSE | FALSE
FQ | Furniture and Non-medical Equipment | DW | Desks and Workstations | FQDW-313 | 06 | FQDW-313.06 | WORKSTATION: corner, fixed height, 900H, 700D x 1500/1800W |  |  | 3 | ARCH-FFE | TRUE | FALSE | FALSE
FQ | Furniture and Non-medical Equipment | DW | Desks and Workstations | FQDW-313 | 07 | FQDW-313.07 | WORKSTATION: corner, fixed height, 900H, 700D x 1500/2100W |  |  | 3 | ARCH-FFE | TRUE | FALSE | FALSE
FQ | Furniture and Non-medical Equipment | DW | Desks and Workstations | FQDW-313 | 08 | FQDW-313.08 | WORKSTATION: corner, fixed height, 900H, 700D x 1800/1800W |  |  | 3 | ARCH-FFE | TRUE | FALSE | FALSE
FQ | Furniture and Non-medical Equipment | DW | Desks and Workstations | FQDW-313 | 09 | FQDW-313.09 | WORKSTATION: corner, fixed height, 900H, 700D x 1800/2100W |  |  | 3 | ARCH-FFE | TRUE | FALSE | FALSE
FQ | Furniture and Non-medical Equipment | DW | Desks and Workstations | FQDW-313 | 10 | FQDW-313.10 | WORKSTATION: corner, fixed height, 900H, 700D x 2100/2100W |  |  | 3 | ARCH-FFE | TRUE | FALSE | FALSE
FQ | Furniture and Non-medical Equipment | DW | Desks and Workstations | FQDW-314 | 01 | FQDW-314.01 | WORKSTATION: corner, fixed height, 900H, 750D x 1200/1200W |  |  | 3 | ARCH-FFE | TRUE | FALSE | FALSE
FQ | Furniture and Non-medical Equipment | DW | Desks and Workstations | FQDW-314 | 02 | FQDW-314.02 | WORKSTATION: corner, fixed height, 900H, 750D x 1200/1500W |  |  | 3 | ARCH-FFE | TRUE | FALSE | FALSE
FQ | Furniture and Non-medical Equipment | DW | Desks and Workstations | FQDW-314 | 03 | FQDW-314.03 | WORKSTATION: corner, fixed height, 900H, 750D x 1200/1800W |  |  | 3 | ARCH-FFE | TRUE | FALSE | FALSE
FQ | Furniture and Non-medical Equipment | DW | Desks and Workstations | FQDW-314 | 04 | FQDW-314.04 | WORKSTATION: corner, fixed height, 900H, 750D x 1200/2100W |  |  | 3 | ARCH-FFE | TRUE | FALSE | FALSE
FQ | Furniture and Non-medical Equipment | DW | Desks and Workstations | FQDW-314 | 05 | FQDW-314.05 | WORKSTATION: corner, fixed height, 900H, 750D x 1500/1500W |  |  | 3 | ARCH-FFE | TRUE | FALSE | FALSE
FQ | Furniture and Non-medical Equipment | DW | Desks and Workstations | FQDW-314 | 06 | FQDW-314.06 | WORKSTATION: corner, fixed height, 900H, 750D x 1500/1800W |  |  | 3 | ARCH-FFE | TRUE | FALSE | FALSE
FQ | Furniture and Non-medical Equipment | DW | Desks and Workstations | FQDW-314 | 07 | FQDW-314.07 | WORKSTATION: corner, fixed height, 900H, 750D x 1500/2100W |  |  | 3 | ARCH-FFE | TRUE | FALSE | FALSE
FQ | Furniture and Non-medical Equipment | DW | Desks and Workstations | FQDW-314 | 08 | FQDW-314.08 | WORKSTATION: corner, fixed height, 900H, 750D x 1800/1800W |  |  | 3 | ARCH-FFE | TRUE | FALSE | FALSE
FQ | Furniture and Non-medical Equipment | DW | Desks and Workstations | FQDW-314 | 09 | FQDW-314.09 | WORKSTATION: corner, fixed height, 900H, 750D x 1800/2100W |  |  | 3 | ARCH-FFE | TRUE | FALSE | FALSE
FQ | Furniture and Non-medical Equipment | DW | Desks and Workstations | FQDW-314 | 10 | FQDW-314.10 | WORKSTATION: corner, fixed height, 900H, 750D x 2100/2100W |  |  | 3 | ARCH-FFE | TRUE | FALSE | FALSE
FQ | Furniture and Non-medical Equipment | DW | Desks and Workstations | FQDW-315 | 01 | FQDW-315.01 | WORKSTATION: corner, fixed height, 900H, 800D x 1200/1200W |  |  | 3 | ARCH-FFE | TRUE | FALSE | FALSE
FQ | Furniture and Non-medical Equipment | DW | Desks and Workstations | FQDW-315 | 02 | FQDW-315.02 | WORKSTATION: corner, fixed height, 900H, 800D x 1200/1500W |  |  | 3 | ARCH-FFE | TRUE | FALSE | FALSE
FQ | Furniture and Non-medical Equipment | DW | Desks and Workstations | FQDW-315 | 03 | FQDW-315.03 | WORKSTATION: corner, fixed height, 900H, 800D x 1200/1800W |  |  | 3 | ARCH-FFE | TRUE | FALSE | FALSE
FQ | Furniture and Non-medical Equipment | DW | Desks and Workstations | FQDW-315 | 04 | FQDW-315.04 | WORKSTATION: corner, fixed height, 900H, 800D x 1200/2100W |  |  | 3 | ARCH-FFE | TRUE | FALSE | FALSE
FQ | Furniture and Non-medical Equipment | DW | Desks and Workstations | FQDW-315 | 05 | FQDW-315.05 | WORKSTATION: corner, fixed height, 900H, 800D x 1500/1500W |  |  | 3 | ARCH-FFE | TRUE | FALSE | FALSE
FQ | Furniture and Non-medical Equipment | DW | Desks and Workstations | FQDW-315 | 06 | FQDW-315.06 | WORKSTATION: corner, fixed height, 900H, 800D x 1500/1800W |  |  | 3 | ARCH-FFE | TRUE | FALSE | FALSE
FQ | Furniture and Non-medical Equipment | DW | Desks and Workstations | FQDW-315 | 07 | FQDW-315.07 | WORKSTATION: corner, fixed height, 900H, 800D x 1500/2100W |  |  | 3 | ARCH-FFE | TRUE | FALSE | FALSE
FQ | Furniture and Non-medical Equipment | DW | Desks and Workstations | FQDW-315 | 08 | FQDW-315.08 | WORKSTATION: corner, fixed height, 900H, 800D x 1800/1800W |  |  | 3 | ARCH-FFE | TRUE | FALSE | FALSE
FQ | Furniture and Non-medical Equipment | DW | Desks and Workstations | FQDW-315 | 09 | FQDW-315.09 | WORKSTATION: corner, fixed height, 900H, 800D x 1800/2100W |  |  | 3 | ARCH-FFE | TRUE | FALSE | FALSE
FQ | Furniture and Non-medical Equipment | DW | Desks and Workstations | FQDW-315 | 10 | FQDW-315.10 | WORKSTATION: corner, fixed height, 900H, 800D x 2100/2100W |  |  | 3 | ARCH-FFE | TRUE | FALSE | FALSE
FQ | Furniture and Non-medical Equipment | DW | Desks and Workstations | FQDW-321 | 01 | FQDW-321.01 | WORKSTATION: corner, fixed height, 1050H, 600D x 1200/1200W |  |  | 3 | ARCH-FFE | TRUE | FALSE | FALSE
FQ | Furniture and Non-medical Equipment | DW | Desks and Workstations | FQDW-321 | 02 | FQDW-321.02 | WORKSTATION: corner, fixed height, 1050H, 600D x 1200/1500W |  |  | 3 | ARCH-FFE | TRUE | FALSE | FALSE
FQ | Furniture and Non-medical Equipment | DW | Desks and Workstations | FQDW-321 | 03 | FQDW-321.03 | WORKSTATION: corner, fixed height, 1050H, 600D x 1200/1800W |  |  | 3 | ARCH-FFE | TRUE | FALSE | FALSE
FQ | Furniture and Non-medical Equipment | DW | Desks and Workstations | FQDW-321 | 04 | FQDW-321.04 | WORKSTATION: corner, fixed height, 1050H, 600D x 1200/2100W |  |  | 3 | ARCH-FFE | TRUE | FALSE | FALSE
FQ | Furniture and Non-medical Equipment | DW | Desks and Workstations | FQDW-321 | 05 | FQDW-321.05 | WORKSTATION: corner, fixed height, 1050H, 600D x 1500/1500W |  |  | 3 | ARCH-FFE | TRUE | FALSE | FALSE
FQ | Furniture and Non-medical Equipment | DW | Desks and Workstations | FQDW-321 | 06 | FQDW-321.06 | WORKSTATION: corner, fixed height, 1050H, 600D x 1500/1800W |  |  | 3 | ARCH-FFE | TRUE | FALSE | FALSE
FQ | Furniture and Non-medical Equipment | DW | Desks and Workstations | FQDW-321 | 07 | FQDW-321.07 | WORKSTATION: corner, fixed height, 1050H, 600D x 1500/2100W |  |  | 3 | ARCH-FFE | TRUE | FALSE | FALSE
FQ | Furniture and Non-medical Equipment | DW | Desks and Workstations | FQDW-321 | 08 | FQDW-321.08 | WORKSTATION: corner, fixed height, 1050H, 600D x 1800/1800W |  |  | 3 | ARCH-FFE | TRUE | FALSE | FALSE
FQ | Furniture and Non-medical Equipment | DW | Desks and Workstations | FQDW-321 | 09 | FQDW-321.09 | WORKSTATION: corner, fixed height, 1050H, 600D x 1800/2100W |  |  | 3 | ARCH-FFE | TRUE | FALSE | FALSE
FQ | Furniture and Non-medical Equipment | DW | Desks and Workstations | FQDW-321 | 10 | FQDW-321.10 | WORKSTATION: corner, fixed height, 1050H, 600D x 2100/2100W |  |  | 3 | ARCH-FFE | TRUE | FALSE | FALSE
FQ | Furniture and Non-medical Equipment | DW | Desks and Workstations | FQDW-322 | 01 | FQDW-322.01 | WORKSTATION: corner, fixed height, 1050H, 650D x 1200/1200W |  |  | 3 | ARCH-FFE | TRUE | FALSE | FALSE
FQ | Furniture and Non-medical Equipment | DW | Desks and Workstations | FQDW-322 | 02 | FQDW-322.02 | WORKSTATION: corner, fixed height, 1050H, 650D x 1200/1500W |  |  | 3 | ARCH-FFE | TRUE | FALSE | FALSE
FQ | Furniture and Non-medical Equipment | DW | Desks and Workstations | FQDW-322 | 03 | FQDW-322.03 | WORKSTATION: corner, fixed height, 1050H, 650D x 1200/1800W |  |  | 3 | ARCH-FFE | TRUE | FALSE | FALSE
FQ | Furniture and Non-medical Equipment | DW | Desks and Workstations | FQDW-322 | 04 | FQDW-322.04 | WORKSTATION: corner, fixed height, 1050H, 650D x 1200/2100W |  |  | 3 | ARCH-FFE | TRUE | FALSE | FALSE
FQ | Furniture and Non-medical Equipment | DW | Desks and Workstations | FQDW-322 | 05 | FQDW-322.05 | WORKSTATION: corner, fixed height, 1050H, 650D x 1500/1500W |  |  | 3 | ARCH-FFE | TRUE | FALSE | FALSE
FQ | Furniture and Non-medical Equipment | DW | Desks and Workstations | FQDW-322 | 06 | FQDW-322.06 | WORKSTATION: corner, fixed height, 1050H, 650D x 1500/1800W |  |  | 3 | ARCH-FFE | TRUE | FALSE | FALSE
FQ | Furniture and Non-medical Equipment | DW | Desks and Workstations | FQDW-322 | 07 | FQDW-322.07 | WORKSTATION: corner, fixed height, 1050H, 650D x 1500/2100W |  |  | 3 | ARCH-FFE | TRUE | FALSE | FALSE
FQ | Furniture and Non-medical Equipment | DW | Desks and Workstations | FQDW-322 | 08 | FQDW-322.08 | WORKSTATION: corner, fixed height, 1050H, 650D x 1800/1800W |  |  | 3 | ARCH-FFE | TRUE | FALSE | FALSE
FQ | Furniture and Non-medical Equipment | DW | Desks and Workstations | FQDW-322 | 09 | FQDW-322.09 | WORKSTATION: corner, fixed height, 1050H, 650D x 1800/2100W |  |  | 3 | ARCH-FFE | TRUE | FALSE | FALSE
FQ | Furniture and Non-medical Equipment | DW | Desks and Workstations | FQDW-322 | 10 | FQDW-322.10 | WORKSTATION: corner, fixed height, 1050H, 650D x 2100/2100W |  |  | 3 | ARCH-FFE | TRUE | FALSE | FALSE
FQ | Furniture and Non-medical Equipment | DW | Desks and Workstations | FQDW-323 | 01 | FQDW-323.01 | WORKSTATION: corner, fixed height, 1050H, 700D x 1200/1200W |  |  | 3 | ARCH-FFE | TRUE | FALSE | FALSE
FQ | Furniture and Non-medical Equipment | DW | Desks and Workstations | FQDW-323 | 02 | FQDW-323.02 | WORKSTATION: corner, fixed height, 1050H, 700D x 1200/1500W |  |  | 3 | ARCH-FFE | TRUE | FALSE | FALSE
FQ | Furniture and Non-medical Equipment | DW | Desks and Workstations | FQDW-323 | 03 | FQDW-323.03 | WORKSTATION: corner, fixed height, 1050H, 700D x 1200/1800W |  |  | 3 | ARCH-FFE | TRUE | FALSE | FALSE
FQ | Furniture and Non-medical Equipment | DW | Desks and Workstations | FQDW-323 | 04 | FQDW-323.04 | WORKSTATION: corner, fixed height, 1050H, 700D x 1200/2100W |  |  | 3 | ARCH-FFE | TRUE | FALSE | FALSE
FQ | Furniture and Non-medical Equipment | DW | Desks and Workstations | FQDW-323 | 05 | FQDW-323.05 | WORKSTATION: corner, fixed height, 1050H, 700D x 1500/1500W |  |  | 3 | ARCH-FFE | TRUE | FALSE | FALSE
FQ | Furniture and Non-medical Equipment | DW | Desks and Workstations | FQDW-323 | 06 | FQDW-323.06 | WORKSTATION: corner, fixed height, 1050H, 700D x 1500/1800W |  |  | 3 | ARCH-FFE | TRUE | FALSE | FALSE
FQ | Furniture and Non-medical Equipment | DW | Desks and Workstations | FQDW-323 | 07 | FQDW-323.07 | WORKSTATION: corner, fixed height, 1050H, 700D x 1500/2100W |  |  | 3 | ARCH-FFE | TRUE | FALSE | FALSE
FQ | Furniture and Non-medical Equipment | DW | Desks and Workstations | FQDW-323 | 08 | FQDW-323.08 | WORKSTATION: corner, fixed height, 1050H, 700D x 1800/1800W |  |  | 3 | ARCH-FFE | TRUE | FALSE | FALSE
FQ | Furniture and Non-medical Equipment | DW | Desks and Workstations | FQDW-323 | 09 | FQDW-323.09 | WORKSTATION: corner, fixed height, 1050H, 700D x 1800/2100W |  |  | 3 | ARCH-FFE | TRUE | FALSE | FALSE
FQ | Furniture and Non-medical Equipment | DW | Desks and Workstations | FQDW-323 | 10 | FQDW-323.10 | WORKSTATION: corner, fixed height, 1050H, 700D x 2100/2100W |  |  | 3 | ARCH-FFE | TRUE | FALSE | FALSE
FQ | Furniture and Non-medical Equipment | DW | Desks and Workstations | FQDW-324 | 01 | FQDW-324.01 | WORKSTATION: corner, fixed height, 1050H, 750D x 1200/1200W |  |  | 3 | ARCH-FFE | TRUE | FALSE | FALSE
FQ | Furniture and Non-medical Equipment | DW | Desks and Workstations | FQDW-324 | 02 | FQDW-324.02 | WORKSTATION: corner, fixed height, 1050H, 750D x 1200/1500W |  |  | 3 | ARCH-FFE | TRUE | FALSE | FALSE
FQ | Furniture and Non-medical Equipment | DW | Desks and Workstations | FQDW-324 | 03 | FQDW-324.03 | WORKSTATION: corner, fixed height, 1050H, 750D x 1200/1800W |  |  | 3 | ARCH-FFE | TRUE | FALSE | FALSE
FQ | Furniture and Non-medical Equipment | DW | Desks and Workstations | FQDW-324 | 04 | FQDW-324.04 | WORKSTATION: corner, fixed height, 1050H, 750D x 1200/2100W |  |  | 3 | ARCH-FFE | TRUE | FALSE | FALSE
FQ | Furniture and Non-medical Equipment | DW | Desks and Workstations | FQDW-324 | 05 | FQDW-324.05 | WORKSTATION: corner, fixed height, 1050H, 750D x 1500/1500W |  |  | 3 | ARCH-FFE | TRUE | FALSE | FALSE
FQ | Furniture and Non-medical Equipment | DW | Desks and Workstations | FQDW-324 | 06 | FQDW-324.06 | WORKSTATION: corner, fixed height, 1050H, 750D x 1500/1800W |  |  | 3 | ARCH-FFE | TRUE | FALSE | FALSE
FQ | Furniture and Non-medical Equipment | DW | Desks and Workstations | FQDW-324 | 07 | FQDW-324.07 | WORKSTATION: corner, fixed height, 1050H, 750D x 1500/2100W |  |  | 3 | ARCH-FFE | TRUE | FALSE | FALSE
FQ | Furniture and Non-medical Equipment | DW | Desks and Workstations | FQDW-324 | 08 | FQDW-324.08 | WORKSTATION: corner, fixed height, 1050H, 750D x 1800/1800W |  |  | 3 | ARCH-FFE | TRUE | FALSE | FALSE
FQ | Furniture and Non-medical Equipment | DW | Desks and Workstations | FQDW-324 | 09 | FQDW-324.09 | WORKSTATION: corner, fixed height, 1050H, 750D x 1800/2100W |  |  | 3 | ARCH-FFE | TRUE | FALSE | FALSE
FQ | Furniture and Non-medical Equipment | DW | Desks and Workstations | FQDW-324 | 10 | FQDW-324.10 | WORKSTATION: corner, fixed height, 1050H, 750D x 2100/2100W |  |  | 3 | ARCH-FFE | TRUE | FALSE | FALSE
FQ | Furniture and Non-medical Equipment | DW | Desks and Workstations | FQDW-325 | 01 | FQDW-325.01 | WORKSTATION: corner, fixed height, 1050H, 800D x 1200/1200W |  |  | 3 | ARCH-FFE | TRUE | FALSE | FALSE
FQ | Furniture and Non-medical Equipment | DW | Desks and Workstations | FQDW-325 | 02 | FQDW-325.02 | WORKSTATION: corner, fixed height, 1050H, 800D x 1200/1500W |  |  | 3 | ARCH-FFE | TRUE | FALSE | FALSE
FQ | Furniture and Non-medical Equipment | DW | Desks and Workstations | FQDW-325 | 03 | FQDW-325.03 | WORKSTATION: corner, fixed height, 1050H, 800D x 1200/1800W |  |  | 3 | ARCH-FFE | TRUE | FALSE | FALSE
FQ | Furniture and Non-medical Equipment | DW | Desks and Workstations | FQDW-325 | 04 | FQDW-325.04 | WORKSTATION: corner, fixed height, 1050H, 800D x 1200/2100W |  |  | 3 | ARCH-FFE | TRUE | FALSE | FALSE
FQ | Furniture and Non-medical Equipment | DW | Desks and Workstations | FQDW-325 | 05 | FQDW-325.05 | WORKSTATION: corner, fixed height, 1050H, 800D x 1500/1500W |  |  | 3 | ARCH-FFE | TRUE | FALSE | FALSE
FQ | Furniture and Non-medical Equipment | DW | Desks and Workstations | FQDW-325 | 06 | FQDW-325.06 | WORKSTATION: corner, fixed height, 1050H, 800D x 1500/1800W |  |  | 3 | ARCH-FFE | TRUE | FALSE | FALSE
FQ | Furniture and Non-medical Equipment | DW | Desks and Workstations | FQDW-325 | 07 | FQDW-325.07 | WORKSTATION: corner, fixed height, 1050H, 800D x 1500/2100W |  |  | 3 | ARCH-FFE | TRUE | FALSE | FALSE
FQ | Furniture and Non-medical Equipment | DW | Desks and Workstations | FQDW-325 | 08 | FQDW-325.08 | WORKSTATION: corner, fixed height, 1050H, 800D x 1800/1800W |  |  | 3 | ARCH-FFE | TRUE | FALSE | FALSE
FQ | Furniture and Non-medical Equipment | DW | Desks and Workstations | FQDW-325 | 09 | FQDW-325.09 | WORKSTATION: corner, fixed height, 1050H, 800D x 1800/2100W |  |  | 3 | ARCH-FFE | TRUE | FALSE | FALSE
FQ | Furniture and Non-medical Equipment | DW | Desks and Workstations | FQDW-325 | 10 | FQDW-325.10 | WORKSTATION: corner, fixed height, 1050H, 800D x 2100/2100W |  |  | 3 | ARCH-FFE | TRUE | FALSE | FALSE
FQ | Furniture and Non-medical Equipment | DW | Desks and Workstations | FQDW-331 | 01 | FQDW-331.01 | WORKSTATION: corner, adjustable height, 720H nom, 720H, 600D x 1200/1200W |  |  | 3 | ARCH-FFE | TRUE | FALSE | FALSE
FQ | Furniture and Non-medical Equipment | DW | Desks and Workstations | FQDW-331 | 02 | FQDW-331.02 | WORKSTATION: corner, adjustable height, 720H nom, 720H, 600D x 1200/1500W |  |  | 3 | ARCH-FFE | TRUE | FALSE | FALSE
FQ | Furniture and Non-medical Equipment | DW | Desks and Workstations | FQDW-331 | 03 | FQDW-331.03 | WORKSTATION: corner, adjustable height, 720H nom, 720H, 600D x 1200/1800W |  |  | 3 | ARCH-FFE | TRUE | FALSE | FALSE
FQ | Furniture and Non-medical Equipment | DW | Desks and Workstations | FQDW-331 | 04 | FQDW-331.04 | WORKSTATION: corner, adjustable height, 720H nom, 720H, 600D x 1200/2100W |  |  | 3 | ARCH-FFE | TRUE | FALSE | FALSE
FQ | Furniture and Non-medical Equipment | DW | Desks and Workstations | FQDW-331 | 05 | FQDW-331.05 | WORKSTATION: corner, adjustable height, 720H nom, 720H, 600D x 1500/1500W |  |  | 3 | ARCH-FFE | TRUE | FALSE | FALSE
FQ | Furniture and Non-medical Equipment | DW | Desks and Workstations | FQDW-331 | 06 | FQDW-331.06 | WORKSTATION: corner, adjustable height, 720H nom, 720H, 600D x 1500/1800W |  |  | 3 | ARCH-FFE | TRUE | FALSE | FALSE
FQ | Furniture and Non-medical Equipment | DW | Desks and Workstations | FQDW-331 | 07 | FQDW-331.07 | WORKSTATION: corner, adjustable height, 720H nom, 720H, 600D x 1500/2100W |  |  | 3 | ARCH-FFE | TRUE | FALSE | FALSE
FQ | Furniture and Non-medical Equipment | DW | Desks and Workstations | FQDW-331 | 08 | FQDW-331.08 | WORKSTATION: corner, adjustable height, 720H nom, 720H, 600D x 1800/1800W |  |  | 3 | ARCH-FFE | TRUE | FALSE | FALSE
FQ | Furniture and Non-medical Equipment | DW | Desks and Workstations | FQDW-331 | 09 | FQDW-331.09 | WORKSTATION: corner, adjustable height, 720H nom, 720H, 600D x 1800/2100W |  |  | 3 | ARCH-FFE | TRUE | FALSE | FALSE
FQ | Furniture and Non-medical Equipment | DW | Desks and Workstations | FQDW-331 | 10 | FQDW-331.10 | WORKSTATION: corner, adjustable height, 720H nom, 720H, 600D x 2100/2100W |  |  | 3 | ARCH-FFE | TRUE | FALSE | FALSE
FQ | Furniture and Non-medical Equipment | DW | Desks and Workstations | FQDW-332 | 01 | FQDW-332.01 | WORKSTATION: corner, adjustable height, 720H nom, 720H, 650D x 1200/1200W |  |  | 3 | ARCH-FFE | TRUE | FALSE | FALSE
FQ | Furniture and Non-medical Equipment | DW | Desks and Workstations | FQDW-332 | 02 | FQDW-332.02 | WORKSTATION: corner, adjustable height, 720H nom, 720H, 650D x 1200/1500W |  |  | 3 | ARCH-FFE | TRUE | FALSE | FALSE
FQ | Furniture and Non-medical Equipment | DW | Desks and Workstations | FQDW-332 | 03 | FQDW-332.03 | WORKSTATION: corner, adjustable height, 720H nom, 720H, 650D x 1200/1800W |  |  | 3 | ARCH-FFE | TRUE | FALSE | FALSE
FQ | Furniture and Non-medical Equipment | DW | Desks and Workstations | FQDW-332 | 04 | FQDW-332.04 | WORKSTATION: corner, adjustable height, 720H nom, 720H, 650D x 1200/2100W |  |  | 3 | ARCH-FFE | TRUE | FALSE | FALSE
FQ | Furniture and Non-medical Equipment | DW | Desks and Workstations | FQDW-332 | 05 | FQDW-332.05 | WORKSTATION: corner, adjustable height, 720H nom, 720H, 650D x 1500/1500W |  |  | 3 | ARCH-FFE | TRUE | FALSE | FALSE
FQ | Furniture and Non-medical Equipment | DW | Desks and Workstations | FQDW-332 | 06 | FQDW-332.06 | WORKSTATION: corner, adjustable height, 720H nom, 720H, 650D x 1500/1800W |  |  | 3 | ARCH-FFE | TRUE | FALSE | FALSE
FQ | Furniture and Non-medical Equipment | DW | Desks and Workstations | FQDW-332 | 07 | FQDW-332.07 | WORKSTATION: corner, adjustable height, 720H nom, 720H, 650D x 1500/2100W |  |  | 3 | ARCH-FFE | TRUE | FALSE | FALSE
FQ | Furniture and Non-medical Equipment | DW | Desks and Workstations | FQDW-332 | 08 | FQDW-332.08 | WORKSTATION: corner, adjustable height, 720H nom, 720H, 650D x 1800/1800W |  |  | 3 | ARCH-FFE | TRUE | FALSE | FALSE
FQ | Furniture and Non-medical Equipment | DW | Desks and Workstations | FQDW-332 | 09 | FQDW-332.09 | WORKSTATION: corner, adjustable height, 720H nom, 720H, 650D x 1800/2100W |  |  | 3 | ARCH-FFE | TRUE | FALSE | FALSE
FQ | Furniture and Non-medical Equipment | DW | Desks and Workstations | FQDW-332 | 10 | FQDW-332.10 | WORKSTATION: corner, adjustable height, 720H nom, 720H, 650D x 2100/2100W |  |  | 3 | ARCH-FFE | TRUE | FALSE | FALSE
FQ | Furniture and Non-medical Equipment | DW | Desks and Workstations | FQDW-333 | 01 | FQDW-333.01 | WORKSTATION: corner, adjustable height, 720H nom, 720H, 700D x 1200/1200W |  |  | 3 | ARCH-FFE | TRUE | FALSE | FALSE
FQ | Furniture and Non-medical Equipment | DW | Desks and Workstations | FQDW-333 | 02 | FQDW-333.02 | WORKSTATION: corner, adjustable height, 720H nom, 720H, 700D x 1200/1500W |  |  | 3 | ARCH-FFE | TRUE | FALSE | FALSE
FQ | Furniture and Non-medical Equipment | DW | Desks and Workstations | FQDW-333 | 03 | FQDW-333.03 | WORKSTATION: corner, adjustable height, 720H nom, 720H, 700D x 1200/1800W |  |  | 3 | ARCH-FFE | TRUE | FALSE | FALSE
FQ | Furniture and Non-medical Equipment | DW | Desks and Workstations | FQDW-333 | 04 | FQDW-333.04 | WORKSTATION: corner, adjustable height, 720H nom, 720H, 700D x 1200/2100W |  |  | 3 | ARCH-FFE | TRUE | FALSE | FALSE
FQ | Furniture and Non-medical Equipment | DW | Desks and Workstations | FQDW-333 | 05 | FQDW-333.05 | WORKSTATION: corner, adjustable height, 720H nom, 720H, 700D x 1500/1500W |  |  | 3 | ARCH-FFE | TRUE | FALSE | FALSE
FQ | Furniture and Non-medical Equipment | DW | Desks and Workstations | FQDW-333 | 06 | FQDW-333.06 | WORKSTATION: corner, adjustable height, 720H nom, 720H, 700D x 1500/1800W |  |  | 3 | ARCH-FFE | TRUE | FALSE | FALSE
FQ | Furniture and Non-medical Equipment | DW | Desks and Workstations | FQDW-333 | 07 | FQDW-333.07 | WORKSTATION: corner, adjustable height, 720H nom, 720H, 700D x 1500/2100W |  |  | 3 | ARCH-FFE | TRUE | FALSE | FALSE
FQ | Furniture and Non-medical Equipment | DW | Desks and Workstations | FQDW-333 | 08 | FQDW-333.08 | WORKSTATION: corner, adjustable height, 720H nom, 720H, 700D x 1800/1800W |  |  | 3 | ARCH-FFE | TRUE | FALSE | FALSE
FQ | Furniture and Non-medical Equipment | DW | Desks and Workstations | FQDW-333 | 09 | FQDW-333.09 | WORKSTATION: corner, adjustable height, 720H nom, 720H, 700D x 1800/2100W |  |  | 3 | ARCH-FFE | TRUE | FALSE | FALSE
FQ | Furniture and Non-medical Equipment | DW | Desks and Workstations | FQDW-333 | 10 | FQDW-333.10 | WORKSTATION: corner, adjustable height, 720H nom, 720H, 700D x 2100/2100W |  |  | 3 | ARCH-FFE | TRUE | FALSE | FALSE
FQ | Furniture and Non-medical Equipment | DW | Desks and Workstations | FQDW-334 | 01 | FQDW-334.01 | WORKSTATION: corner, adjustable height, 720H nom, 720H, 750D x 1200/1200W |  |  | 3 | ARCH-FFE | TRUE | FALSE | FALSE
FQ | Furniture and Non-medical Equipment | DW | Desks and Workstations | FQDW-334 | 02 | FQDW-334.02 | WORKSTATION: corner, adjustable height, 720H nom, 720H, 750D x 1200/1500W |  |  | 3 | ARCH-FFE | TRUE | FALSE | FALSE
FQ | Furniture and Non-medical Equipment | DW | Desks and Workstations | FQDW-334 | 03 | FQDW-334.03 | WORKSTATION: corner, adjustable height, 720H nom, 720H, 750D x 1200/1800W |  |  | 3 | ARCH-FFE | TRUE | FALSE | FALSE
FQ | Furniture and Non-medical Equipment | DW | Desks and Workstations | FQDW-334 | 04 | FQDW-334.04 | WORKSTATION: corner, adjustable height, 720H nom, 720H, 750D x 1200/2100W |  |  | 3 | ARCH-FFE | TRUE | FALSE | FALSE
FQ | Furniture and Non-medical Equipment | DW | Desks and Workstations | FQDW-334 | 05 | FQDW-334.05 | WORKSTATION: corner, adjustable height, 720H nom, 720H, 750D x 1500/1500W | FQDW-017 | WORKSTATION: corner, adj height, 1500/1500W x 750D x 750H nom. | 3 | ARCH-FFE | TRUE | FALSE | FALSE
FQ | Furniture and Non-medical Equipment | DW | Desks and Workstations | FQDW-334 | 06 | FQDW-334.06 | WORKSTATION: corner, adjustable height, 720H nom, 720H, 750D x 1500/1800W | FQDW-018 | WORKSTATION: corner, adj height, 1800/1500W x 750D x 750H nom. | 3 | ARCH-FFE | TRUE | FALSE | FALSE
FQ | Furniture and Non-medical Equipment | DW | Desks and Workstations | FQDW-334 | 07 | FQDW-334.07 | WORKSTATION: corner, adjustable height, 720H nom, 720H, 750D x 1500/2100W | FQDW-020 | WORKSTATION: corner, adj height, 2100/1500W x 750D x 750H nom. | 3 | ARCH-FFE | TRUE | FALSE | FALSE
FQ | Furniture and Non-medical Equipment | DW | Desks and Workstations | FQDW-334 | 08 | FQDW-334.08 | WORKSTATION: corner, adjustable height, 720H nom, 720H, 750D x 1800/1800W | FQDW-019 | WORKSTATION: corner, adj height, 1800/1800W x 750D x 750H nom. | 3 | ARCH-FFE | TRUE | FALSE | FALSE
FQ | Furniture and Non-medical Equipment | DW | Desks and Workstations | FQDW-334 | 09 | FQDW-334.09 | WORKSTATION: corner, adjustable height, 720H nom, 720H, 750D x 1800/2100W | FQDW-021 | WORKSTATION: corner, adj height, 2100/1800W x 750D x 750H nom. | 3 | ARCH-FFE | TRUE | FALSE | FALSE
FQ | Furniture and Non-medical Equipment | DW | Desks and Workstations | FQDW-334 | 10 | FQDW-334.10 | WORKSTATION: corner, adjustable height, 720H nom, 720H, 750D x 2100/2100W |  |  | 3 | ARCH-FFE | TRUE | FALSE | FALSE
FQ | Furniture and Non-medical Equipment | DW | Desks and Workstations | FQDW-335 | 01 | FQDW-335.01 | WORKSTATION: corner, adjustable height, 720H nom, 720H, 800D x 1200/1200W |  |  | 3 | ARCH-FFE | TRUE | FALSE | FALSE
FQ | Furniture and Non-medical Equipment | DW | Desks and Workstations | FQDW-335 | 02 | FQDW-335.02 | WORKSTATION: corner, adjustable height, 720H nom, 720H, 800D x 1200/1500W |  |  | 3 | ARCH-FFE | TRUE | FALSE | FALSE
FQ | Furniture and Non-medical Equipment | DW | Desks and Workstations | FQDW-335 | 03 | FQDW-335.03 | WORKSTATION: corner, adjustable height, 720H nom, 720H, 800D x 1200/1800W |  |  | 3 | ARCH-FFE | TRUE | FALSE | FALSE
FQ | Furniture and Non-medical Equipment | DW | Desks and Workstations | FQDW-335 | 04 | FQDW-335.04 | WORKSTATION: corner, adjustable height, 720H nom, 720H, 800D x 1200/2100W |  |  | 3 | ARCH-FFE | TRUE | FALSE | FALSE
FQ | Furniture and Non-medical Equipment | DW | Desks and Workstations | FQDW-335 | 05 | FQDW-335.05 | WORKSTATION: corner, adjustable height, 720H nom, 720H, 800D x 1500/1500W |  |  | 3 | ARCH-FFE | TRUE | FALSE | FALSE
FQ | Furniture and Non-medical Equipment | DW | Desks and Workstations | FQDW-335 | 06 | FQDW-335.06 | WORKSTATION: corner, adjustable height, 720H nom, 720H, 800D x 1500/1800W |  |  | 3 | ARCH-FFE | TRUE | FALSE | FALSE
FQ | Furniture and Non-medical Equipment | DW | Desks and Workstations | FQDW-335 | 07 | FQDW-335.07 | WORKSTATION: corner, adjustable height, 720H nom, 720H, 800D x 1500/2100W |  |  | 3 | ARCH-FFE | TRUE | FALSE | FALSE
FQ | Furniture and Non-medical Equipment | DW | Desks and Workstations | FQDW-335 | 08 | FQDW-335.08 | WORKSTATION: corner, adjustable height, 720H nom, 720H, 800D x 1800/1800W |  |  | 3 | ARCH-FFE | TRUE | FALSE | FALSE
FQ | Furniture and Non-medical Equipment | DW | Desks and Workstations | FQDW-335 | 09 | FQDW-335.09 | WORKSTATION: corner, adjustable height, 720H nom, 720H, 800D x 1800/2100W |  |  | 3 | ARCH-FFE | TRUE | FALSE | FALSE
FQ | Furniture and Non-medical Equipment | DW | Desks and Workstations | FQDW-335 | 10 | FQDW-335.10 | WORKSTATION: corner, adjustable height, 720H nom, 720H, 800D x 2100/2100W |  |  | 3 | ARCH-FFE | TRUE | FALSE | FALSE
FQ | Furniture and Non-medical Equipment | DW | Desks and Workstations | FQDW-361 | 01 | FQDW-361.01 | WORKSTATION: corner, adjustable height, electric, 720H nom, 720H, 600D x 1200/1200W |  |  | 3 | ARCH-FFE | TRUE | FALSE | FALSE
FQ | Furniture and Non-medical Equipment | DW | Desks and Workstations | FQDW-361 | 02 | FQDW-361.02 | WORKSTATION: corner, adjustable height, electric, 720H nom, 720H, 600D x 1200/1500W |  |  | 3 | ARCH-FFE | TRUE | FALSE | FALSE
FQ | Furniture and Non-medical Equipment | DW | Desks and Workstations | FQDW-361 | 03 | FQDW-361.03 | WORKSTATION: corner, adjustable height, electric, 720H nom, 720H, 600D x 1200/1800W |  |  | 3 | ARCH-FFE | TRUE | FALSE | FALSE
FQ | Furniture and Non-medical Equipment | DW | Desks and Workstations | FQDW-361 | 04 | FQDW-361.04 | WORKSTATION: corner, adjustable height, electric, 720H nom, 720H, 600D x 1200/2100W |  |  | 3 | ARCH-FFE | TRUE | FALSE | FALSE
FQ | Furniture and Non-medical Equipment | DW | Desks and Workstations | FQDW-361 | 05 | FQDW-361.05 | WORKSTATION: corner, adjustable height, electric, 720H nom, 720H, 600D x 1500/1500W |  |  | 3 | ARCH-FFE | TRUE | FALSE | FALSE
FQ | Furniture and Non-medical Equipment | DW | Desks and Workstations | FQDW-361 | 06 | FQDW-361.06 | WORKSTATION: corner, adjustable height, electric, 720H nom, 720H, 600D x 1500/1800W |  |  | 3 | ARCH-FFE | TRUE | FALSE | FALSE
FQ | Furniture and Non-medical Equipment | DW | Desks and Workstations | FQDW-361 | 07 | FQDW-361.07 | WORKSTATION: corner, adjustable height, electric, 720H nom, 720H, 600D x 1500/2100W |  |  | 3 | ARCH-FFE | TRUE | FALSE | FALSE
FQ | Furniture and Non-medical Equipment | DW | Desks and Workstations | FQDW-361 | 08 | FQDW-361.08 | WORKSTATION: corner, adjustable height, electric, 720H nom, 720H, 600D x 1800/1800W |  |  | 3 | ARCH-FFE | TRUE | FALSE | FALSE
FQ | Furniture and Non-medical Equipment | DW | Desks and Workstations | FQDW-361 | 09 | FQDW-361.09 | WORKSTATION: corner, adjustable height, electric, 720H nom, 720H, 600D x 1800/2100W |  |  | 3 | ARCH-FFE | TRUE | FALSE | FALSE
FQ | Furniture and Non-medical Equipment | DW | Desks and Workstations | FQDW-361 | 10 | FQDW-361.10 | WORKSTATION: corner, adjustable height, electric, 720H nom, 720H, 600D x 2100/2100W |  |  | 3 | ARCH-FFE | TRUE | FALSE | FALSE
FQ | Furniture and Non-medical Equipment | DW | Desks and Workstations | FQDW-362 | 01 | FQDW-362.01 | WORKSTATION: corner, adjustable height, electric, 720H nom, 720H, 650D x 1200/1200W |  |  | 3 | ARCH-FFE | TRUE | FALSE | FALSE
FQ | Furniture and Non-medical Equipment | DW | Desks and Workstations | FQDW-362 | 02 | FQDW-362.02 | WORKSTATION: corner, adjustable height, electric, 720H nom, 720H, 650D x 1200/1500W |  |  | 3 | ARCH-FFE | TRUE | FALSE | FALSE
FQ | Furniture and Non-medical Equipment | DW | Desks and Workstations | FQDW-362 | 03 | FQDW-362.03 | WORKSTATION: corner, adjustable height, electric, 720H nom, 720H, 650D x 1200/1800W |  |  | 3 | ARCH-FFE | TRUE | FALSE | FALSE
FQ | Furniture and Non-medical Equipment | DW | Desks and Workstations | FQDW-362 | 04 | FQDW-362.04 | WORKSTATION: corner, adjustable height, electric, 720H nom, 720H, 650D x 1200/2100W |  |  | 3 | ARCH-FFE | TRUE | FALSE | FALSE
FQ | Furniture and Non-medical Equipment | DW | Desks and Workstations | FQDW-362 | 05 | FQDW-362.05 | WORKSTATION: corner, adjustable height, electric, 720H nom, 720H, 650D x 1500/1500W |  |  | 3 | ARCH-FFE | TRUE | FALSE | FALSE
FQ | Furniture and Non-medical Equipment | DW | Desks and Workstations | FQDW-362 | 06 | FQDW-362.06 | WORKSTATION: corner, adjustable height, electric, 720H nom, 720H, 650D x 1500/1800W |  |  | 3 | ARCH-FFE | TRUE | FALSE | FALSE
FQ | Furniture and Non-medical Equipment | DW | Desks and Workstations | FQDW-362 | 07 | FQDW-362.07 | WORKSTATION: corner, adjustable height, electric, 720H nom, 720H, 650D x 1500/2100W |  |  | 3 | ARCH-FFE | TRUE | FALSE | FALSE
FQ | Furniture and Non-medical Equipment | DW | Desks and Workstations | FQDW-362 | 08 | FQDW-362.08 | WORKSTATION: corner, adjustable height, electric, 720H nom, 720H, 650D x 1800/1800W |  |  | 3 | ARCH-FFE | TRUE | FALSE | FALSE
FQ | Furniture and Non-medical Equipment | DW | Desks and Workstations | FQDW-362 | 09 | FQDW-362.09 | WORKSTATION: corner, adjustable height, electric, 720H nom, 720H, 650D x 1800/2100W |  |  | 3 | ARCH-FFE | TRUE | FALSE | FALSE
FQ | Furniture and Non-medical Equipment | DW | Desks and Workstations | FQDW-362 | 10 | FQDW-362.10 | WORKSTATION: corner, adjustable height, electric, 720H nom, 720H, 650D x 2100/2100W |  |  | 3 | ARCH-FFE | TRUE | FALSE | FALSE
FQ | Furniture and Non-medical Equipment | DW | Desks and Workstations | FQDW-363 | 01 | FQDW-363.01 | WORKSTATION: corner, adjustable height, electric, 720H nom, 720H, 700D x 1200/1200W |  |  | 3 | ARCH-FFE | TRUE | FALSE | FALSE
FQ | Furniture and Non-medical Equipment | DW | Desks and Workstations | FQDW-363 | 02 | FQDW-363.02 | WORKSTATION: corner, adjustable height, electric, 720H nom, 720H, 700D x 1200/1500W |  |  | 3 | ARCH-FFE | TRUE | FALSE | FALSE
FQ | Furniture and Non-medical Equipment | DW | Desks and Workstations | FQDW-363 | 03 | FQDW-363.03 | WORKSTATION: corner, adjustable height, electric, 720H nom, 720H, 700D x 1200/1800W |  |  | 3 | ARCH-FFE | TRUE | FALSE | FALSE
FQ | Furniture and Non-medical Equipment | DW | Desks and Workstations | FQDW-363 | 04 | FQDW-363.04 | WORKSTATION: corner, adjustable height, electric, 720H nom, 720H, 700D x 1200/2100W |  |  | 3 | ARCH-FFE | TRUE | FALSE | FALSE
FQ | Furniture and Non-medical Equipment | DW | Desks and Workstations | FQDW-363 | 05 | FQDW-363.05 | WORKSTATION: corner, adjustable height, electric, 720H nom, 720H, 700D x 1500/1500W |  |  | 3 | ARCH-FFE | TRUE | FALSE | FALSE
FQ | Furniture and Non-medical Equipment | DW | Desks and Workstations | FQDW-363 | 06 | FQDW-363.06 | WORKSTATION: corner, adjustable height, electric, 720H nom, 720H, 700D x 1500/1800W |  |  | 3 | ARCH-FFE | TRUE | FALSE | FALSE
FQ | Furniture and Non-medical Equipment | DW | Desks and Workstations | FQDW-363 | 07 | FQDW-363.07 | WORKSTATION: corner, adjustable height, electric, 720H nom, 720H, 700D x 1500/2100W |  |  | 3 | ARCH-FFE | TRUE | FALSE | FALSE
FQ | Furniture and Non-medical Equipment | DW | Desks and Workstations | FQDW-363 | 08 | FQDW-363.08 | WORKSTATION: corner, adjustable height, electric, 720H nom, 720H, 700D x 1800/1800W |  |  | 3 | ARCH-FFE | TRUE | FALSE | FALSE
FQ | Furniture and Non-medical Equipment | DW | Desks and Workstations | FQDW-363 | 09 | FQDW-363.09 | WORKSTATION: corner, adjustable height, electric, 720H nom, 720H, 700D x 1800/2100W |  |  | 3 | ARCH-FFE | TRUE | FALSE | FALSE
FQ | Furniture and Non-medical Equipment | DW | Desks and Workstations | FQDW-363 | 10 | FQDW-363.10 | WORKSTATION: corner, adjustable height, electric, 720H nom, 720H, 700D x 2100/2100W |  |  | 3 | ARCH-FFE | TRUE | FALSE | FALSE
FQ | Furniture and Non-medical Equipment | DW | Desks and Workstations | FQDW-364 | 01 | FQDW-364.01 | WORKSTATION: corner, adjustable height, electric, 720H nom, 720H, 750D x 1200/1200W |  |  | 3 | ARCH-FFE | TRUE | FALSE | FALSE
FQ | Furniture and Non-medical Equipment | DW | Desks and Workstations | FQDW-364 | 02 | FQDW-364.02 | WORKSTATION: corner, adjustable height, electric, 720H nom, 720H, 750D x 1200/1500W |  |  | 3 | ARCH-FFE | TRUE | FALSE | FALSE
FQ | Furniture and Non-medical Equipment | DW | Desks and Workstations | FQDW-364 | 03 | FQDW-364.03 | WORKSTATION: corner, adjustable height, electric, 720H nom, 720H, 750D x 1200/1800W |  |  | 3 | ARCH-FFE | TRUE | FALSE | FALSE
FQ | Furniture and Non-medical Equipment | DW | Desks and Workstations | FQDW-364 | 04 | FQDW-364.04 | WORKSTATION: corner, adjustable height, electric, 720H nom, 720H, 750D x 1200/2100W |  |  | 3 | ARCH-FFE | TRUE | FALSE | FALSE
FQ | Furniture and Non-medical Equipment | DW | Desks and Workstations | FQDW-364 | 05 | FQDW-364.05 | WORKSTATION: corner, adjustable height, electric, 720H nom, 720H, 750D x 1500/1500W |  |  | 3 | ARCH-FFE | TRUE | FALSE | FALSE
FQ | Furniture and Non-medical Equipment | DW | Desks and Workstations | FQDW-364 | 06 | FQDW-364.06 | WORKSTATION: corner, adjustable height, electric, 720H nom, 720H, 750D x 1500/1800W |  |  | 3 | ARCH-FFE | TRUE | FALSE | FALSE
FQ | Furniture and Non-medical Equipment | DW | Desks and Workstations | FQDW-364 | 07 | FQDW-364.07 | WORKSTATION: corner, adjustable height, electric, 720H nom, 720H, 750D x 1500/2100W |  |  | 3 | ARCH-FFE | TRUE | FALSE | FALSE
FQ | Furniture and Non-medical Equipment | DW | Desks and Workstations | FQDW-364 | 08 | FQDW-364.08 | WORKSTATION: corner, adjustable height, electric, 720H nom, 720H, 750D x 1800/1800W |  |  | 3 | ARCH-FFE | TRUE | FALSE | FALSE
FQ | Furniture and Non-medical Equipment | DW | Desks and Workstations | FQDW-364 | 09 | FQDW-364.09 | WORKSTATION: corner, adjustable height, electric, 720H nom, 720H, 750D x 1800/2100W |  |  | 3 | ARCH-FFE | TRUE | FALSE | FALSE
FQ | Furniture and Non-medical Equipment | DW | Desks and Workstations | FQDW-364 | 10 | FQDW-364.10 | WORKSTATION: corner, adjustable height, electric, 720H nom, 720H, 750D x 2100/2100W |  |  | 3 | ARCH-FFE | TRUE | FALSE | FALSE
FQ | Furniture and Non-medical Equipment | DW | Desks and Workstations | FQDW-365 | 01 | FQDW-365.01 | WORKSTATION: corner, adjustable height, electric, 720H nom, 720H, 800D x 1200/1200W |  |  | 3 | ARCH-FFE | TRUE | FALSE | FALSE
FQ | Furniture and Non-medical Equipment | DW | Desks and Workstations | FQDW-365 | 02 | FQDW-365.02 | WORKSTATION: corner, adjustable height, electric, 720H nom, 720H, 800D x 1200/1500W |  |  | 3 | ARCH-FFE | TRUE | FALSE | FALSE
FQ | Furniture and Non-medical Equipment | DW | Desks and Workstations | FQDW-365 | 03 | FQDW-365.03 | WORKSTATION: corner, adjustable height, electric, 720H nom, 720H, 800D x 1200/1800W |  |  | 3 | ARCH-FFE | TRUE | FALSE | FALSE
FQ | Furniture and Non-medical Equipment | DW | Desks and Workstations | FQDW-365 | 04 | FQDW-365.04 | WORKSTATION: corner, adjustable height, electric, 720H nom, 720H, 800D x 1200/2100W |  |  | 3 | ARCH-FFE | TRUE | FALSE | FALSE
FQ | Furniture and Non-medical Equipment | DW | Desks and Workstations | FQDW-365 | 05 | FQDW-365.05 | WORKSTATION: corner, adjustable height, electric, 720H nom, 720H, 800D x 1500/1500W |  |  | 3 | ARCH-FFE | TRUE | FALSE | FALSE
FQ | Furniture and Non-medical Equipment | DW | Desks and Workstations | FQDW-365 | 06 | FQDW-365.06 | WORKSTATION: corner, adjustable height, electric, 720H nom, 720H, 800D x 1500/1800W |  |  | 3 | ARCH-FFE | TRUE | FALSE | FALSE
FQ | Furniture and Non-medical Equipment | DW | Desks and Workstations | FQDW-365 | 07 | FQDW-365.07 | WORKSTATION: corner, adjustable height, electric, 720H nom, 720H, 800D x 1500/2100W |  |  | 3 | ARCH-FFE | TRUE | FALSE | FALSE
FQ | Furniture and Non-medical Equipment | DW | Desks and Workstations | FQDW-365 | 08 | FQDW-365.08 | WORKSTATION: corner, adjustable height, electric, 720H nom, 720H, 800D x 1800/1800W |  |  | 3 | ARCH-FFE | TRUE | FALSE | FALSE
FQ | Furniture and Non-medical Equipment | DW | Desks and Workstations | FQDW-365 | 09 | FQDW-365.09 | WORKSTATION: corner, adjustable height, electric, 720H nom, 720H, 800D x 1800/2100W |  |  | 3 | ARCH-FFE | TRUE | FALSE | FALSE
FQ | Furniture and Non-medical Equipment | DW | Desks and Workstations | FQDW-365 | 10 | FQDW-365.10 | WORKSTATION: corner, adjustable height, electric, 720H nom, 720H, 800D x 2100/2100W |  |  | 3 | ARCH-FFE | TRUE | FALSE | FALSE
FQ | Furniture and Non-medical Equipment | DW | Desks and Workstations | FQDW-101 | 08 | FQDW-101.08 | WORKSTATION: straight, fixed height, 720H, 600D x 2300W |  |  | 3 | ARCH-FFE | TRUE | FALSE | FALSE
FQ | Furniture and Non-medical Equipment | DW | Desks and Workstations | FQDW-101 | 09 | FQDW-101.09 | WORKSTATION: straight, fixed height, 720H, 600D x 2400W |  |  | 3 | ARCH-FFE | TRUE | FALSE | FALSE
FQ | Furniture and Non-medical Equipment | DW | Desks and Workstations | FQDW-102 | 08 | FQDW-102.08 | WORKSTATION: straight, fixed height, 720H, 650D x 2300W |  |  | 3 | ARCH-FFE | TRUE | FALSE | FALSE
FQ | Furniture and Non-medical Equipment | DW | Desks and Workstations | FQDW-102 | 09 | FQDW-102.09 | WORKSTATION: straight, fixed height, 720H, 650D x 2400W |  |  | 3 | ARCH-FFE | TRUE | FALSE | FALSE
FQ | Furniture and Non-medical Equipment | DW | Desks and Workstations | FQDW-103 | 08 | FQDW-103.08 | WORKSTATION: straight, fixed height, 720H, 700D x 2300W |  |  | 3 | ARCH-FFE | TRUE | FALSE | FALSE
FQ | Furniture and Non-medical Equipment | DW | Desks and Workstations | FQDW-103 | 09 | FQDW-103.09 | WORKSTATION: straight, fixed height, 720H, 700D x 2400W |  |  | 3 | ARCH-FFE | TRUE | FALSE | FALSE
FQ | Furniture and Non-medical Equipment | DW | Desks and Workstations | FQDW-104 | 08 | FQDW-104.08 | WORKSTATION: straight, fixed height, 720H, 750D x 2300W |  |  | 3 | ARCH-FFE | TRUE | FALSE | FALSE
FQ | Furniture and Non-medical Equipment | DW | Desks and Workstations | FQDW-104 | 09 | FQDW-104.09 | WORKSTATION: straight, fixed height, 720H, 750D x 2400W |  |  | 3 | ARCH-FFE | TRUE | FALSE | FALSE
FQ | Furniture and Non-medical Equipment | DW | Desks and Workstations | FQDW-105 | 08 | FQDW-105.08 | WORKSTATION: straight, fixed height, 720H, 800D x 2300W |  |  | 3 | ARCH-FFE | TRUE | FALSE | FALSE
FQ | Furniture and Non-medical Equipment | DW | Desks and Workstations | FQDW-105 | 09 | FQDW-105.09 | WORKSTATION: straight, fixed height, 720H, 800D x 2400W |  |  | 3 | ARCH-FFE | TRUE | FALSE | FALSE
FQ | Furniture and Non-medical Equipment | DW | Desks and Workstations | FQDW-134 | 08 | FQDW-134.08 | WORKSTATION: straight, adjustable height, 720H nom, 750D x 2300W |  |  | 3 | ARCH-FFE | TRUE | FALSE | FALSE
FQ | Furniture and Non-medical Equipment | DW | Desks and Workstations | FQDW-134 | 07 | FQDW-134.07 | WORKSTATION: straight, adjustable height, 720H nom, 750D x 2200W |  |  | 3 | ARCH-FFE | TRUE | FALSE | FALSE
FQ | Furniture and Non-medical Equipment | DW | Desks and Workstations | FQDW-165 | 08 | FQDW-165.08 | WORKSTATION: straight, adjustable height, electric, 720H nom, 800D x 2300W |  |  | 3 | ARCH-FFE | TRUE | FALSE | FALSE
FQ | Furniture and Non-medical Equipment | DW | Desks and Workstations | FQDW-165 | 09 | FQDW-165.09 | WORKSTATION: straight, adjustable height, electric, 720H nom, 800D x 2400W |  |  | 3 | ARCH-FFE | TRUE | FALSE | FALSE
FQ | Furniture and Non-medical Equipment | DW | Desks and Workstations | FQDW-164 | 08 | FQDW-164.08 | WORKSTATION: straight, adjustable height, electric, 720H nom, 750D x 2300W |  |  | 3 | ARCH-FFE | TRUE | FALSE | FALSE
FQ | Furniture and Non-medical Equipment | DW | Desks and Workstations | FQDW-164 | 09 | FQDW-164.09 | WORKSTATION: straight, adjustable height, electric, 720H nom, 750D x 2400W |  |  | 3 | ARCH-FFE | TRUE | FALSE | FALSE
FQ | Furniture and Non-medical Equipment | DW | Desks and Workstations | FQDW-163 | 08 | FQDW-163.08 | WORKSTATION: straight, adjustable height, electric, 720H nom, 700D x 2300W |  |  | 3 | ARCH-FFE | TRUE | FALSE | FALSE
FQ | Furniture and Non-medical Equipment | DW | Desks and Workstations | FQDW-163 | 09 | FQDW-163.09 | WORKSTATION: straight, adjustable height, electric, 720H nom, 700D x 2400W |  |  | 3 | ARCH-FFE | TRUE | FALSE | FALSE
FQ | Furniture and Non-medical Equipment | DW | Desks and Workstations | FQDW-162 | 08 | FQDW-162.08 | WORKSTATION: straight, adjustable height, electric, 720H nom, 650D x 2300W |  |  | 3 | ARCH-FFE | TRUE | FALSE | FALSE
FQ | Furniture and Non-medical Equipment | DW | Desks and Workstations | FQDW-162 | 09 | FQDW-162.09 | WORKSTATION: straight, adjustable height, electric, 720H nom, 650D x 2400W |  |  | 3 | ARCH-FFE | TRUE | FALSE | FALSE
FQ | Furniture and Non-medical Equipment | DW | Desks and Workstations | FQDW-161 | 08 | FQDW-161.08 | WORKSTATION: straight, adjustable height, electric, 720H nom, 600D x 2300W |  |  | 3 | ARCH-FFE | TRUE | FALSE | FALSE
FQ | Furniture and Non-medical Equipment | DW | Desks and Workstations | FQDW-161 | 09 | FQDW-161.09 | WORKSTATION: straight, adjustable height, electric, 720H nom, 600D x 2400W |  |  | 3 | ARCH-FFE | TRUE | FALSE | FALSE
FQ | Furniture and Non-medical Equipment | DW | Desks and Workstations | FQDW-135 | 08 | FQDW-135.08 | WORKSTATION: straight, adjustable height, 720H nom, 800D x 2300W |  |  | 3 | ARCH-FFE | TRUE | FALSE | FALSE
FQ | Furniture and Non-medical Equipment | DW | Desks and Workstations | FQDW-135 | 09 | FQDW-135.09 | WORKSTATION: straight, adjustable height, 720H nom, 800D x 2400W |  |  | 3 | ARCH-FFE | TRUE | FALSE | FALSE
FQ | Furniture and Non-medical Equipment | DW | Desks and Workstations | FQDW-133 | 08 | FQDW-133.08 | WORKSTATION: straight, adjustable height, 720H nom, 700D x 2300W |  |  | 3 | ARCH-FFE | TRUE | FALSE | FALSE
FQ | Furniture and Non-medical Equipment | DW | Desks and Workstations | FQDW-133 | 09 | FQDW-133.09 | WORKSTATION: straight, adjustable height, 720H nom, 700D x 2400W |  |  | 3 | ARCH-FFE | TRUE | FALSE | FALSE
FQ | Furniture and Non-medical Equipment | DW | Desks and Workstations | FQDW-132 | 08 | FQDW-132.08 | WORKSTATION: straight, adjustable height, 720H nom, 650D x 2300W |  |  | 3 | ARCH-FFE | TRUE | FALSE | FALSE
FQ | Furniture and Non-medical Equipment | DW | Desks and Workstations | FQDW-132 | 09 | FQDW-132.09 | WORKSTATION: straight, adjustable height, 720H nom, 650D x 2400W |  |  | 3 | ARCH-FFE | TRUE | FALSE | FALSE
FQ | Furniture and Non-medical Equipment | DW | Desks and Workstations | FQDW-131 | 08 | FQDW-131.08 | WORKSTATION: straight, adjustable height, 720H nom, 600D x 2300W |  |  | 3 | ARCH-FFE | TRUE | FALSE | FALSE
FQ | Furniture and Non-medical Equipment | DW | Desks and Workstations | FQDW-131 | 09 | FQDW-131.09 | WORKSTATION: straight, adjustable height, 720H nom, 600D x 2400W |  |  | 3 | ARCH-FFE | TRUE | FALSE | FALSE
FQ | Furniture and Non-medical Equipment | GE | General |  | 002 | FQGE-002 | ARTWORK: wall mounted | FQGE-002 | ARTWORK | 3 | ARCH-FFE | TRUE | FALSE | TRUE
FQ | Furniture and Non-medical Equipment | GE | General |  | 101 | FQGE-101 | CURTAIN: privacy screen |  |  | 3 | ARCH-FFE | TRUE | FALSE | TRUE
FQ | Furniture and Non-medical Equipment | GE | General |  | 102 | FQGE-102 | CURTAIN: shower |  |  | 3 | ARCH-FFE | TRUE | FALSE | TRUE
FQ | Furniture and Non-medical Equipment | GE | General |  | 106 | FQGE-106 | SCREEN: privacy, mobile | FQBS-005 | BEDSCREEN: mobile | 3 | ARCH-FFE | TRUE | FALSE | FALSE
FQ | Furniture and Non-medical Equipment | GE | General |  | 111 | FQGE-111 | BASKET: storage, for wall mounted panel, extra small |  |  | 3 | ARCH-FFE | TRUE | FALSE | FALSE
FQ | Furniture and Non-medical Equipment | GE | General |  | 112 | FQGE-112 | BASKET: storage, for wall mounted panel, small | FQSN-002; FQSN-003; FQSN-006; FQSN-007 | BASKET: wire mesh; BASKET: wire mesh, stainless steel; BIN: storage bins, for wall mounted panel; BIN: storage bins, wire mesh, stainless steel | 3 | ARCH-FFE | TRUE | FALSE | TRUE
FQ | Furniture and Non-medical Equipment | GE | General |  | 113 | FQGE-113 | BASKET: storage, for wall mounted panel, medium |  |  | 3 | ARCH-FFE | TRUE | FALSE | TRUE
FQ | Furniture and Non-medical Equipment | GE | General |  | 114 | FQGE-114 | BASKET: storage, for wall mounted panel, large |  |  | 3 | ARCH-FFE | TRUE | FALSE | FALSE
FQ | Furniture and Non-medical Equipment | GE | General |  | 115 | FQGE-115 | BASKET: storage, for wall mounted panel, extra large |  |  | 3 | ARCH-FFE | TRUE | FALSE | FALSE
FQ | Furniture and Non-medical Equipment | GE | General |  | 121 | FQGE-121 | CLOCK: analogue display, battery operated |  |  | 3 | ARCH-FFE | TRUE | FALSE | TRUE
FQ | Furniture and Non-medical Equipment | GE | General |  | 122 | FQGE-122 | CLOCK: digital display, battery operated |  |  | 3 | ARCH-FFE | TRUE | FALSE | TRUE
FQ | Furniture and Non-medical Equipment | GE | General |  | 131 | FQGE-131 | VENDING MACHINE: food/drinks, cold |  |  | 3 | ARCH-FFE | TRUE | FALSE | FALSE
FQ | Furniture and Non-medical Equipment | GE | General |  | 132 | FQGE-132 | VENDING MACHINE: food/drinks, hot |  |  | 3 | ARCH-FFE | TRUE | FALSE | FALSE
FQ | Furniture and Non-medical Equipment | GE | General |  | 136 | FQGE-136 | VENDING MACHINE: toiletries and hygiene products |  |  | 3 | ARCH-FFE | TRUE | FALSE | FALSE
FQ | Furniture and Non-medical Equipment | GE | General |  | 137 | FQGE-137 | VENDING MACHINE: stationery and office supplies |  |  | 3 | ARCH-FFE | TRUE | FALSE | FALSE
FQ | Furniture and Non-medical Equipment | GE | General |  | 138 | FQGE-138 | VENDING MACHINE: electronics and chargers |  |  | 3 | ARCH-FFE | TRUE | FALSE | FALSE
FQ | Furniture and Non-medical Equipment | GE | General |  | 141 | FQGE-141 | ATM: floor standing |  |  | 2 | ARCH-FFE | TRUE | FALSE | FALSE
FQ | Furniture and Non-medical Equipment | GE | General |  | 142 | FQGE-142 | ATM: built-in |  |  | 2 | ARCH-FFE | TRUE | FALSE | FALSE
FQ | Furniture and Non-medical Equipment | GE | General |  | 151 | FQGE-151 | PARKING MACHINE: ticket payment, floor standing |  |  | 2 | ARCH-FFE | TRUE | FALSE | FALSE
FQ | Furniture and Non-medical Equipment | GE | General |  | 152 | FQGE-152 | PARKING MACHINE: ticket payment, built-in |  |  | 2 | ARCH-FFE | TRUE | FALSE | FALSE
FQ | Furniture and Non-medical Equipment | GE | General |  | 161 | FQGE-161 | STOOL: step |  |  | 3 | ARCH-FFE | TRUE | FALSE | TRUE
FQ | Furniture and Non-medical Equipment | GE | General |  | 162 | FQGE-162 | STOOL: step, safety | FQBS-053 | STOOL: stepping | 3 | ARCH-FFE | TRUE | FALSE | TRUE
FQ | Furniture and Non-medical Equipment | GE | General |  | 166 | FQGE-166 | LADDER: step |  |  | 3 | ARCH-FFE | TRUE | FALSE | FALSE
FQ | Furniture and Non-medical Equipment | GE | General |  | 167 | FQGE-167 | LADDER: extension |  |  | 3 | ARCH-FFE | TRUE | FALSE | FALSE
FQ | Furniture and Non-medical Equipment | GE | General |  | 168 | FQGE-168 | LADDER: folding |  |  | 3 | ARCH-FFE | TRUE | FALSE | FALSE
FQ | Furniture and Non-medical Equipment | GE | General |  | 169 | FQGE-169 | LADDER: platform |  |  | 3 | ARCH-FFE | TRUE | FALSE | FALSE
FQ | Furniture and Non-medical Equipment | GE | General |  | 181 | FQGE-181 | TUG: stock mover, driver operated, walk-behind |  |  | 3 | ARCH-FFE | TRUE | FALSE | FALSE
FQ | Furniture and Non-medical Equipment | GE | General |  | 182 | FQGE-182 | TUG: stock mover, driver operated, step-on |  |  | 3 | ARCH-FFE | TRUE | FALSE | FALSE
FQ | Furniture and Non-medical Equipment | GE | General |  | 183 | FQGE-183 | TUG: stock mover, driver operated, step-on, towing |  |  | 3 | ARCH-FFE | TRUE | FALSE | FALSE
FQ | Furniture and Non-medical Equipment | GE | General |  | 184 | FQGE-184 | TUG: stock mover, driver operated, ride-on |  |  | 3 | ARCH-FFE | TRUE | FALSE | FALSE
FQ | Furniture and Non-medical Equipment | GE | General |  | 185 | FQGE-185 | TUG: stock mover, driver operated, ride-on, towing |  |  | 3 | ARCH-FFE | TRUE | FALSE | FALSE
FQ | Furniture and Non-medical Equipment | GE | General |  | 191 | FQGE-191 | TUG: stock mover, automated guided vehicle (AGV) |  |  | 3 | ARCH-FFE | TRUE | FALSE | FALSE
FQ | Furniture and Non-medical Equipment | GE | General |  | 201 | FQGE-201 | DEVICE: paper binding, benchtop |  |  | 3 | ARCH-FFE | TRUE | FALSE | FALSE
FQ | Furniture and Non-medical Equipment | GE | General |  | 202 | FQGE-202 | DEVICE: paper trimming, guillotine, benchtop |  |  | 3 | ARCH-FFE | TRUE | FALSE | FALSE
FQ | Furniture and Non-medical Equipment | GE | General |  | 203 | FQGE-203 | DEVICE: paper laminator, benchtop |  |  | 3 | ARCH-FFE | TRUE | FALSE | FALSE
FQ | Furniture and Non-medical Equipment | GE | General |  | 211 | FQGE-211 | DEVICE: paper shredder, benchtop |  |  | 3 | ARCH-FFE | TRUE | FALSE | FALSE
FQ | Furniture and Non-medical Equipment | GE | General |  | 212 | FQGE-212 | DEVICE: paper shredder, floor standing |  |  | 3 | ARCH-FFE | TRUE | FALSE | FALSE
FQ | Furniture and Non-medical Equipment | GE | General |  | 221 | FQGE-221 | DEVICE: cash register |  |  | 3 | ARCH-FFE | TRUE | FALSE | FALSE
FQ | Furniture and Non-medical Equipment | GE | General |  | 226 | FQGE-226 | DEVICE: electronic funds transfer at point of sale (EFTPOS) |  |  | 3 | ARCH-FFE | TRUE | FALSE | TRUE
FQ | Furniture and Non-medical Equipment | GE | General |  | 231 | FQGE-231 | DEVICE: cash counting |  |  | 3 | ARCH-FFE | TRUE | FALSE | FALSE
FQ | Furniture and Non-medical Equipment | GE | General |  | 251 | FQGE-251 | DEVICE: sewing machine, domestic |  |  | 3 | ARCH-FFE | TRUE | FALSE | FALSE
FQ | Furniture and Non-medical Equipment | GE | General |  | 252 | FQGE-252 | DEVICE: sewing machine, domestic, overlocker |  |  | 3 | ARCH-FFE | TRUE | FALSE | FALSE
FQ | Furniture and Non-medical Equipment | GE | General |  | 256 | FQGE-256 | DEVICE: sewing machine, commercial |  |  | 3 | ARCH-FFE | TRUE | FALSE | FALSE
FQ | Furniture and Non-medical Equipment | GE | General |  | 257 | FQGE-257 | DEVICE: sewing machine, commercial, overlocker |  |  | 3 | ARCH-FFE | TRUE | FALSE | FALSE
FQ | Furniture and Non-medical Equipment | GE | General |  | 301 | FQGE-301 | HAND DRYER: wall mounted |  |  | 1 | ARCH-FFE | TRUE | FALSE | FALSE
FQ | Furniture and Non-medical Equipment | GE | General |  | 351 | FQGE-351 | PRAM: infant/child, single |  |  | 3 | ARCH-FFE | TRUE | FALSE | FALSE
FQ | Furniture and Non-medical Equipment | GE | General |  | 352 | FQGE-352 | PRAM: infant/child, double |  |  | 3 | ARCH-FFE | TRUE | FALSE | FALSE
FQ | Furniture and Non-medical Equipment | GE | General |  | 361 | FQGE-361 | CHANGE TABLE: baby, wall mounted | FQBS-035 | CHANGE TABLE: baby | 1 | ARCH-FFE | TRUE | FALSE | FALSE
FQ | Furniture and Non-medical Equipment | GE | General |  | 362 | FQGE-362 | CHANGE TABLE: baby, wall mounted, drop down |  |  | 1 | ARCH-FFE | TRUE | FALSE | FALSE
FQ | Furniture and Non-medical Equipment | GE | General |  | 363 | FQGE-363 | CHANGE TABLE: baby, freestanding |  |  | 3 | ARCH-FFE | TRUE | FALSE | FALSE
FQ | Furniture and Non-medical Equipment | GE | General |  | 364 | FQGE-364 | CHANGE TABLE: baby, mobile |  |  | 3 | ARCH-FFE | TRUE | FALSE | FALSE
FQ | Furniture and Non-medical Equipment | GE | General |  | 366 | FQGE-366 | CHANGING MAT: child/infant, benchtop |  |  | 3 | ARCH-FFE | TRUE | FALSE | FALSE
FQ | Furniture and Non-medical Equipment | GE | General |  | 371 | FQGE-371 | TOY BOX: play areas, open top | FQSN-137 | TOY BOX & TOYS | 3 | ARCH-FFE | TRUE | FALSE | FALSE
FQ | Furniture and Non-medical Equipment | GE | General |  | 372 | FQGE-372 | TOY BOX: play areas, open top, mobile |  |  | 3 | ARCH-FFE | TRUE | FALSE | FALSE
FQ | Furniture and Non-medical Equipment | GE | General |  | 381 | FQGE-381 | SAND BOX: play, fixed, outdoor |  |  | 1 | ARCH-FFE | TRUE | FALSE | FALSE
FQ | Furniture and Non-medical Equipment | GE | General |  | 386 | FQGE-386 | SAND BOX: play, mobile, table |  |  | 3 | ARCH-FFE | TRUE | FALSE | FALSE
FQ | Furniture and Non-medical Equipment | GE | General |  | 401 | FQGE-401 | MACHINE: workshop, lathe |  |  | 1 | ARCH-FFE | TRUE | FALSE | FALSE
FQ | Furniture and Non-medical Equipment | GE | General |  | 402 | FQGE-402 | MACHINE: workshop, milling |  |  | 1 | ARCH-FFE | TRUE | FALSE | FALSE
FQ | Furniture and Non-medical Equipment | GE | General |  | 403 | FQGE-403 | MACHINE: workshop, table saw |  |  | 3 | ARCH-FFE | TRUE | FALSE | FALSE
FQ | Furniture and Non-medical Equipment | GE | General |  | 404 | FQGE-404 | MACHINE: workshop, drill press |  |  | 3 | ARCH-FFE | TRUE | FALSE | FALSE
FQ | Furniture and Non-medical Equipment | GE | General |  | 411 | FQGE-411 | DEVICE: workshop, vice |  |  | 3 | ARCH-FFE | TRUE | FALSE | FALSE
FQ | Furniture and Non-medical Equipment | GE | General |  | 412 | FQGE-412 | DEVICE: workshop, sander |  |  | 3 | ARCH-FFE | TRUE | FALSE | FALSE
FQ | Furniture and Non-medical Equipment | GE | General |  | 413 | FQGE-413 | DEVICE: workshop, power saw |  |  | 3 | ARCH-FFE | TRUE | FALSE | FALSE
FQ | Furniture and Non-medical Equipment | GE | General |  | 414 | FQGE-414 | DEVICE: workshop, drill |  |  | 3 | ARCH-FFE | TRUE | FALSE | FALSE
FQ | Furniture and Non-medical Equipment | GE | General |  | 431 | FQGE-431 | PALLET JACK: manual | FQSN-056 | PALLET JACK: manual | 3 | ARCH-FFE | TRUE | FALSE | FALSE
FQ | Furniture and Non-medical Equipment | GE | General |  | 432 | FQGE-432 | PALLET JACK: manual, with weighing scale |  |  | 3 | ARCH-FFE | TRUE | FALSE | FALSE
FQ | Furniture and Non-medical Equipment | GE | General |  | 436 | FQGE-436 | PALLET JACK: electric |  |  | 3 | ARCH-FFE | TRUE | FALSE | FALSE
FQ | Furniture and Non-medical Equipment | GE | General |  | 437 | FQGE-437 | PALLET JACK: electric, step-on |  |  | 3 | ARCH-FFE | TRUE | FALSE | FALSE
FQ | Furniture and Non-medical Equipment | GE | General |  | 438 | FQGE-438 | PALLET JACK: electric, ride-on |  |  | 3 | ARCH-FFE | TRUE | FALSE | FALSE
FQ | Furniture and Non-medical Equipment | GE | General |  | 441 | FQGE-441 | PALLET: full size | FQSN-057 | PALLET | 3 | ARCH-FFE | TRUE | FALSE | FALSE
FQ | Furniture and Non-medical Equipment | GE | General |  | 442 | FQGE-442 | PALLET: half size | FQSN-138 | PALLET: half size | 3 | ARCH-FFE | TRUE | FALSE | FALSE
FQ | Furniture and Non-medical Equipment | GE | General |  | 451 | FQGE-451 | PLANTER: indoor |  |  | 3 | ARCH-FFE | TRUE | FALSE | FALSE
FQ | Furniture and Non-medical Equipment | GE | General |  | 452 | FQGE-452 | PLANTER: outdoor |  |  | 1 | ARCH-FFE | TRUE | FALSE | FALSE
FQ | Furniture and Non-medical Equipment | GE | General |  | 461 | FQGE-461 | MOWER: landscaping, push |  |  | 3 | ARCH-FFE | TRUE | FALSE | FALSE
FQ | Furniture and Non-medical Equipment | GE | General |  | 462 | FQGE-462 | MOWER: landscaping, ride on |  |  | 3 | ARCH-FFE | TRUE | FALSE | FALSE
FQ | Furniture and Non-medical Equipment | GE | General |  | 471 | FQGE-471 | MULCHER |  |  | 1 | ARCH-FFE | TRUE | FALSE | FALSE
FQ | Furniture and Non-medical Equipment | GE | General |  | 107 | FQGE-107 | SCREEN: privacy, floor standing |  |  | 3 | ARCH-FFE | TRUE | FALSE | FALSE
FQ | Furniture and Non-medical Equipment | GE | General |  | 108 | FQGE-108 | SCREEN: privacy, acoustic, mobile |  |  | 3 | ARCH-FFE | TRUE | FALSE | FALSE
FQ | Furniture and Non-medical Equipment | GE | General |  | 109 | FQGE-109 | SCREEN: privacy, acoustic, floor standing |  |  | 3 | ARCH-FFE | TRUE | FALSE | TRUE
FQ | Furniture and Non-medical Equipment | SM | Storage Mobile |  | 051 | FQSM-051 | PEDESTAL: mobile, 660H nominal, 2 equal wire basket drawers | FQSM-040 | PEDESTAL: mobile, drawer unit, lockable, 660H | 3 | ARCH-FFE | TRUE | FALSE | FALSE
FQ | Furniture and Non-medical Equipment | SM | Storage Mobile |  | 052 | FQSM-052 | PEDESTAL: mobile, 660H nominal, 3 equal wire basket drawers |  |  | 3 | ARCH-FFE | TRUE | FALSE | FALSE
FQ | Furniture and Non-medical Equipment | SM | Storage Mobile |  | 056 | FQSM-056 | PEDESTAL: mobile, 840H nominal, 3 equal wire basket drawers | FQSM-003 | PEDESTAL: mobile, wire basket unit, 840H | 3 | ARCH-FFE | TRUE | FALSE | FALSE
FQ | Furniture and Non-medical Equipment | SM | Storage Mobile |  | 057 | FQSM-057 | PEDESTAL: mobile, 840H nominal, 4 equal wire basket drawers | FQSM-004 | PEDESTAL: mobile, wire basket unit with drawer, 840H | 3 | ARCH-FFE | TRUE | FALSE | TRUE
FQ | Furniture and Non-medical Equipment | SM | Storage Mobile |  | 061 | FQSM-061 | PEDESTAL: mobile, 660H nominal, 2 equal drawers and 1 file drawer | FQSM-009 | PEDESTAL: mobile, filing unit, 660H | 3 | ARCH-FFE | TRUE | FALSE | TRUE
FQ | Furniture and Non-medical Equipment | SM | Storage Mobile |  | 062 | FQSM-062 | PEDESTAL: mobile, 660H nominal, 2 file drawers |  |  | 3 | ARCH-FFE | TRUE | FALSE | FALSE
FQ | Furniture and Non-medical Equipment | SM | Storage Mobile |  | 063 | FQSM-063 | PEDESTAL: mobile, 660H nominal, 3 equal drawers | FQSM-007 | PEDESTAL: mobile, drawer unit, 660H | 3 | ARCH-FFE | TRUE | FALSE | TRUE
FQ | Furniture and Non-medical Equipment | SM | Storage Mobile |  | 064 | FQSM-064 | PEDESTAL: mobile, 660H nominal, 4 equal drawers |  |  | 3 | ARCH-FFE | TRUE | FALSE | FALSE
FQ | Furniture and Non-medical Equipment | SM | Storage Mobile |  | 066 | FQSM-066 | PEDESTAL: mobile, 840H nominal, 3 equal drawers and 1 file drawer | FQSM-010 | PEDESTAL: mobile, filing unit, 840H | 3 | ARCH-FFE | TRUE | FALSE | FALSE
FQ | Furniture and Non-medical Equipment | SM | Storage Mobile |  | 069 | FQSM-069 | PEDESTAL: mobile, 840H nominal, 4 equal drawers | FQSM-008 | PEDESTAL: mobile, drawer unit, 840H | 3 | ARCH-FFE | TRUE | FALSE | FALSE
FQ | Furniture and Non-medical Equipment | SM | Storage Mobile |  | 151 | FQSM-151 | STORAGE SOLUTION: modular system, mobile, 400D x 400W x 2100H nominal |  |  | 3 | ARCH-FFE | TRUE | FALSE | FALSE
FQ | Furniture and Non-medical Equipment | SM | Storage Mobile |  | 152 | FQSM-152 | STORAGE SOLUTION: modular system, mobile, 400D x 600W x 2100H nominal |  |  | 3 | ARCH-FFE | TRUE | FALSE | FALSE
FQ | Furniture and Non-medical Equipment | SM | Storage Mobile |  | 153 | FQSM-153 | STORAGE SOLUTION: modular system, mobile, 400D x 750W x 2100H nominal |  |  | 3 | ARCH-FFE | TRUE | FALSE | FALSE
FQ | Furniture and Non-medical Equipment | SM | Storage Mobile |  | 154 | FQSM-154 | STORAGE SOLUTION: modular system, mobile, 400D x 900W x 2100H nominal |  |  | 3 | ARCH-FFE | TRUE | FALSE | FALSE
FQ | Furniture and Non-medical Equipment | SM | Storage Mobile |  | 155 | FQSM-155 | STORAGE SOLUTION: modular system, mobile, 400D x 1200W x 2100H nominal |  |  | 3 | ARCH-FFE | TRUE | FALSE | FALSE
FQ | Furniture and Non-medical Equipment | SM | Storage Mobile |  | 161 | FQSM-161 | STORAGE SOLUTION: modular system, mobile, 600D x 400W x 2100H nominal |  |  | 3 | ARCH-FFE | TRUE | FALSE | FALSE
FQ | Furniture and Non-medical Equipment | SM | Storage Mobile |  | 162 | FQSM-162 | STORAGE SOLUTION: modular system, mobile, 600D x 600W x 2100H nominal |  |  | 3 | ARCH-FFE | TRUE | FALSE | FALSE
FQ | Furniture and Non-medical Equipment | SM | Storage Mobile |  | 163 | FQSM-163 | STORAGE SOLUTION: modular system, mobile, 600D x 750W x 2100H nominal |  |  | 3 | ARCH-FFE | TRUE | FALSE | FALSE
FQ | Furniture and Non-medical Equipment | SM | Storage Mobile |  | 164 | FQSM-164 | STORAGE SOLUTION: modular system, mobile, 600D x 900W x 2100H nominal |  |  | 3 | ARCH-FFE | TRUE | FALSE | FALSE
FQ | Furniture and Non-medical Equipment | SM | Storage Mobile |  | 165 | FQSM-165 | STORAGE SOLUTION: modular system, mobile, 600D x 1200W x 2100H nominal |  |  | 3 | ARCH-FFE | TRUE | FALSE | FALSE
FQ | Furniture and Non-medical Equipment | SM | Storage Mobile |  | 201 | FQSM-201 | SHELVING UNIT: mobile, adjustable shelves, 400D x 400W x 2100H nominal |  |  | 3 | ARCH-FFE | TRUE | FALSE | FALSE
FQ | Furniture and Non-medical Equipment | SM | Storage Mobile |  | 202 | FQSM-202 | SHELVING UNIT: mobile, adjustable shelves, 400D x 600W x 2100H nominal | FQSM-046; FQSM-048 | SHELVING: storage solution, 600W x 400D x 2100H nom., wire, mobile; SHELVING: storage solution, shelving, 600W x 400D x 2100H nom., wire, mobile | 3 | ARCH-FFE | TRUE | FALSE | TRUE
FQ | Furniture and Non-medical Equipment | SM | Storage Mobile |  | 203 | FQSM-203 | SHELVING UNIT: mobile, adjustable shelves, 400D x 750W x 2100H nominal |  |  | 3 | ARCH-FFE | TRUE | FALSE | FALSE
FQ | Furniture and Non-medical Equipment | SM | Storage Mobile |  | 204 | FQSM-204 | SHELVING UNIT: mobile, adjustable shelves, 400D x 900W x 2100H nominal | FQSM-014; FQSM-015 | SHELVING: stainless steel, mobile; SHELVING: stainless steel wire mesh, mobile | 3 | ARCH-FFE | TRUE | FALSE | FALSE
FQ | Furniture and Non-medical Equipment | SM | Storage Mobile |  | 205 | FQSM-205 | SHELVING UNIT: mobile, adjustable shelves, 400D x 1200W x 2100H nominal |  |  | 3 | ARCH-FFE | TRUE | FALSE | TRUE
FQ | Furniture and Non-medical Equipment | SM | Storage Mobile |  | 206 | FQSM-206 | SHELVING UNIT: mobile, adjustable shelves, 400D x 1500W x 2100H nominal |  |  | 3 | ARCH-FFE | TRUE | FALSE | FALSE
FQ | Furniture and Non-medical Equipment | SM | Storage Mobile |  | 207 | FQSM-207 | SHELVING UNIT: mobile, adjustable shelves, 400D x 1800W x 2100H nominal |  |  | 3 | ARCH-FFE | TRUE | FALSE | FALSE
FQ | Furniture and Non-medical Equipment | SM | Storage Mobile |  | 211 | FQSM-211 | SHELVING UNIT: mobile, adjustable shelves, 600D x 400W x 2100H nominal | FQSM-045; FQSM-047 | SHELVING: storage solution, 400W x 600D x 2100H nom., wire, mobile; SHELVING: storage solution, shelving, 400W x 600D x 2100H nom., wire, mobile | 3 | ARCH-FFE | TRUE | FALSE | TRUE
FQ | Furniture and Non-medical Equipment | SM | Storage Mobile |  | 212 | FQSM-212 | SHELVING UNIT: mobile, adjustable shelves, 600D x 600W x 2100H nominal |  |  | 3 | ARCH-FFE | TRUE | FALSE | FALSE
FQ | Furniture and Non-medical Equipment | SM | Storage Mobile |  | 213 | FQSM-213 | SHELVING UNIT: mobile, adjustable shelves, 600D x 750W x 2100H nominal |  |  | 4 | ARCH-FFE | TRUE | FALSE | FALSE
FQ | Furniture and Non-medical Equipment | SM | Storage Mobile |  | 214 | FQSM-214 | SHELVING UNIT: mobile, adjustable shelves, 600D x 900W x 2100H nominal |  |  | 3 | ARCH-FFE | TRUE | FALSE | FALSE
FQ | Furniture and Non-medical Equipment | SM | Storage Mobile |  | 215 | FQSM-215 | SHELVING UNIT: mobile, adjustable shelves, 600D x 1200W x 2100H nominal |  |  | 3 | ARCH-FFE | TRUE | FALSE | FALSE
FQ | Furniture and Non-medical Equipment | SM | Storage Mobile |  | 216 | FQSM-216 | SHELVING UNIT: mobile, adjustable shelves, 600D x 1500W x 2100H nominal |  |  | 3 | ARCH-FFE | TRUE | FALSE | FALSE
FQ | Furniture and Non-medical Equipment | SM | Storage Mobile |  | 217 | FQSM-217 | SHELVING UNIT: mobile, adjustable shelves, 600D x 1800W x 2100H nominal |  |  | 3 | ARCH-FFE | TRUE | FALSE | FALSE
FQ | Furniture and Non-medical Equipment | SM | Storage Mobile |  | 251 | FQSM-251 | CABINET: mobile, 660H nominal, single door | FQSM-005 | PEDESTAL: mobile, cupboard unit, 660H | 3 | ARCH-FFE | TRUE | FALSE | FALSE
FQ | Furniture and Non-medical Equipment | SM | Storage Mobile |  | 252 | FQSM-252 | CABINET: mobile, 840H nominal, single door | FQSM-006 | PEDESTAL: mobile, cupboard unit, 840H | 3 | ARCH-FFE | TRUE | FALSE | FALSE
FQ | Furniture and Non-medical Equipment | SM | Storage Mobile |  | 253 | FQSM-253 | CABINET: mobile, 900H nominal, single door |  |  | 3 | ARCH-FFE | TRUE | FALSE | FALSE
FQ | Furniture and Non-medical Equipment | SM | Storage Mobile |  | 254 | FQSM-254 | CABINET: mobile, 1000H nominal, single door |  |  | 3 | ARCH-FFE | TRUE | FALSE | FALSE
FQ | Furniture and Non-medical Equipment | SM | Storage Mobile |  | 255 | FQSM-255 | CABINET: mobile, 1200H nominal, single door |  |  | 3 | ARCH-FFE | TRUE | FALSE | FALSE
FQ | Furniture and Non-medical Equipment | SM | Storage Mobile |  | 256 | FQSM-256 | CABINET: mobile, 1500H nominal, single door |  |  | 3 | ARCH-FFE | TRUE | FALSE | FALSE
FQ | Furniture and Non-medical Equipment | SM | Storage Mobile |  | 257 | FQSM-257 | CABINET: mobile, 1800H nominal, single door |  |  | 3 | ARCH-FFE | TRUE | FALSE | FALSE
FQ | Furniture and Non-medical Equipment | SM | Storage Mobile |  | 258 | FQSM-258 | CABINET: mobile, 2100H nominal, single door |  |  | 3 | ARCH-FFE | TRUE | FALSE | FALSE
FQ | Furniture and Non-medical Equipment | SM | Storage Mobile |  | 261 | FQSM-261 | CABINET: mobile, 660H nominal, double door |  |  | 3 | ARCH-FFE | TRUE | FALSE | FALSE
FQ | Furniture and Non-medical Equipment | SM | Storage Mobile |  | 262 | FQSM-262 | CABINET: mobile, 840H nominal, double door | FQSM-044 | CUPBOARD: mobile, double door, adjustable shelves | 3 | ARCH-FFE | TRUE | FALSE | FALSE
FQ | Furniture and Non-medical Equipment | SM | Storage Mobile |  | 263 | FQSM-263 | CABINET: mobile, 900H nominal, double door |  |  | 3 | ARCH-FFE | TRUE | FALSE | FALSE
FQ | Furniture and Non-medical Equipment | SM | Storage Mobile |  | 264 | FQSM-264 | CABINET: mobile, 1000H nominal, double door |  |  | 3 | ARCH-FFE | TRUE | FALSE | FALSE
FQ | Furniture and Non-medical Equipment | SM | Storage Mobile |  | 265 | FQSM-265 | CABINET: mobile, 1200H nominal, double door |  |  | 3 | ARCH-FFE | TRUE | FALSE | FALSE
FQ | Furniture and Non-medical Equipment | SM | Storage Mobile |  | 266 | FQSM-266 | CABINET: mobile, 1500H nominal, double door |  |  | 3 | ARCH-FFE | TRUE | FALSE | FALSE
FQ | Furniture and Non-medical Equipment | SM | Storage Mobile |  | 267 | FQSM-267 | CABINET: mobile, 1800H nominal, double door |  |  | 3 | ARCH-FFE | TRUE | FALSE | FALSE
FQ | Furniture and Non-medical Equipment | SM | Storage Mobile |  | 268 | FQSM-268 | CABINET: mobile, 2100H nominal, double door |  |  | 3 | ARCH-FFE | TRUE | FALSE | FALSE
FQ | Furniture and Non-medical Equipment | SM | Storage Mobile |  | 271 | FQSM-271 | CABINET: mobile, 660H nominal, shelving unit |  |  | 3 | ARCH-FFE | TRUE | FALSE | FALSE
FQ | Furniture and Non-medical Equipment | SM | Storage Mobile |  | 272 | FQSM-272 | CABINET: mobile, 840H nominal, shelving unit |  |  | 3 | ARCH-FFE | TRUE | FALSE | FALSE
FQ | Furniture and Non-medical Equipment | SM | Storage Mobile |  | 273 | FQSM-273 | CABINET: mobile, 900H nominal, shelving unit |  |  | 3 | ARCH-FFE | TRUE | FALSE | FALSE
FQ | Furniture and Non-medical Equipment | SM | Storage Mobile |  | 274 | FQSM-274 | CABINET: mobile, 1000H nominal, shelving unit |  |  | 3 | ARCH-FFE | TRUE | FALSE | FALSE
FQ | Furniture and Non-medical Equipment | SM | Storage Mobile |  | 275 | FQSM-275 | CABINET: mobile, 1200H nominal, shelving unit |  |  | 3 | ARCH-FFE | TRUE | FALSE | FALSE
FQ | Furniture and Non-medical Equipment | SM | Storage Mobile |  | 276 | FQSM-276 | CABINET: mobile, 1500H nominal, shelving unit |  |  | 3 | ARCH-FFE | TRUE | FALSE | FALSE
FQ | Furniture and Non-medical Equipment | SM | Storage Mobile |  | 277 | FQSM-277 | CABINET: mobile, 1800H nominal, shelving unit |  |  | 3 | ARCH-FFE | TRUE | FALSE | FALSE
FQ | Furniture and Non-medical Equipment | SM | Storage Mobile |  | 278 | FQSM-278 | CABINET: mobile, 2100H nominal, shelving unit |  |  | 3 | ARCH-FFE | TRUE | FALSE | FALSE
FQ | Furniture and Non-medical Equipment | SM | Storage Mobile |  | 281 | FQSM-281 | CABINET: mobile, 660H nominal, tambour unit |  |  | 3 | ARCH-FFE | TRUE | FALSE | FALSE
FQ | Furniture and Non-medical Equipment | SM | Storage Mobile |  | 282 | FQSM-282 | CABINET: mobile, 840H nominal, tambour unit |  |  | 3 | ARCH-FFE | TRUE | FALSE | FALSE
FQ | Furniture and Non-medical Equipment | SM | Storage Mobile |  | 283 | FQSM-283 | CABINET: mobile, 900H nominal, tambour unit |  |  | 3 | ARCH-FFE | TRUE | FALSE | FALSE
FQ | Furniture and Non-medical Equipment | SM | Storage Mobile |  | 284 | FQSM-284 | CABINET: mobile, 1000H nominal, tambour unit |  |  | 3 | ARCH-FFE | TRUE | FALSE | TRUE
FQ | Furniture and Non-medical Equipment | SM | Storage Mobile |  | 285 | FQSM-285 | CABINET: mobile, 1200H nominal, tambour unit |  |  | 3 | ARCH-FFE | TRUE | FALSE | FALSE
FQ | Furniture and Non-medical Equipment | SM | Storage Mobile |  | 286 | FQSM-286 | CABINET: mobile, 1500H nominal, tambour unit |  |  | 3 | ARCH-FFE | TRUE | FALSE | FALSE
FQ | Furniture and Non-medical Equipment | SM | Storage Mobile |  | 287 | FQSM-287 | CABINET: mobile, 1800H nominal, tambour unit |  |  | 3 | ARCH-FFE | TRUE | FALSE | TRUE
FQ | Furniture and Non-medical Equipment | SM | Storage Mobile |  | 288 | FQSM-288 | CABINET: mobile, 2100H nominal, tambour unit |  |  | 3 | ARCH-FFE | TRUE | FALSE | FALSE
FQ | Furniture and Non-medical Equipment | SM | Storage Mobile |  | 081 | FQSM-081 | PEDESTAL: mobile, 660H nominal, 1 drawer and 1 printer shelf | FQSM-008 | PEDESTAL: mobile, drawer unit, 840H | 3 | ARCH-FFE | TRUE | FALSE | TRUE
FQ | Furniture and Non-medical Equipment | SM | Storage Mobile |  | 086 | FQSM-086 | PEDESTAL: mobile, 840H nominal, 2 equal drawers and 1 printer shelf | FQSM-008 | PEDESTAL: mobile, drawer unit, 840H | 3 | ARCH-FFE | TRUE | FALSE | FALSE
FQ | Furniture and Non-medical Equipment | SM | Storage Mobile |  | 087 | FQSM-087 | PEDESTAL: mobile, 840H nominal, 1 file drawer and 1 printer shelf | FQSM-008 | PEDESTAL: mobile, drawer unit, 840H | 3 | ARCH-FFE | TRUE | FALSE | FALSE
FQ | Furniture and Non-medical Equipment | SN | Storage Non-Mobile |  | 008 | FQSN-008 | BOOKCASE: floor standing, tall | FQSN-008 | BOOKCASE | 3 | ARCH-FFE | TRUE | FALSE | FALSE
FQ | Furniture and Non-medical Equipment | SN | Storage Non-Mobile |  | 009 | FQSN-009 | BOOKCASE: floor standing, low height | FQSN-009 | BOOKCASE: lockable | 3 | ARCH-FFE | TRUE | FALSE | FALSE
FQ | Furniture and Non-medical Equipment | SN | Storage Non-Mobile |  | 017 | FQSN-017 | FILING CABINET: 2 drawer, 720H nom | FQSN-017 | CABINET: filing, 2 drawer | 3 | ARCH-FFE | TRUE | FALSE | FALSE
FQ | Furniture and Non-medical Equipment | SN | Storage Non-Mobile |  | 018 | FQSN-018 | FILING CABINET: 3 drawer, 1000H nom | FQSN-018 | CABINET: filing, 3 drawer | 3 | ARCH-FFE | TRUE | FALSE | FALSE
FQ | Furniture and Non-medical Equipment | SN | Storage Non-Mobile |  | 019 | FQSN-019 | FILING CABINET: 4 drawer, 1350H nom | FQSN-019 | CABINET: filing, 4 drawer | 3 | ARCH-FFE | TRUE | FALSE | FALSE
FQ | Furniture and Non-medical Equipment | SN | Storage Non-Mobile |  | 100 | FQSN-100 | BEDSIDE TABLE: floor standing, patient locker |  |  | 3 | ARCH-FFE | TRUE | FALSE | TRUE
FQ | Furniture and Non-medical Equipment | SN | Storage Non-Mobile |  | 107 | FQSN-107 | BEDSIDE TABLE: fixed, patient locker, tamper proof, anti-ligature | FQTA-083 | TABLE: bedside, anti ligature | 3 | ARCH-FFE | TRUE | FALSE | TRUE
FQ | Furniture and Non-medical Equipment | SN | Storage Non-Mobile |  | 111 | FQSN-111 | CABINET: key management, manual | ITSE-009 | CABINET: key management, manual | 1 | ARCH-FFE | TRUE | FALSE | FALSE
FQ | Furniture and Non-medical Equipment | SN | Storage Non-Mobile |  | 112 | FQSN-112 | CABINET: key management, electronic | ITSE-010 | CABINET: key management, electronic | 1 | ARCH-FFE | TRUE | FALSE | FALSE
FQ | Furniture and Non-medical Equipment | SN | Storage Non-Mobile |  | 121 | FQSN-121 | SAFE: small, wall mounted | FQSN-062 | SAFE: small | 1 | ARCH-FFE | TRUE | FALSE | FALSE
FQ | Furniture and Non-medical Equipment | SN | Storage Non-Mobile |  | 122 | FQSN-122 | SAFE: small, floor mounted | FQSN-059 | SAFE: floor | 1 | ARCH-FFE | TRUE | FALSE | FALSE
FQ | Furniture and Non-medical Equipment | SN | Storage Non-Mobile |  | 124 | FQSN-124 | SAFE: medium, wall mounted | FQSN-061 | SAFE: medium | 1 | ARCH-FFE | TRUE | FALSE | FALSE
FQ | Furniture and Non-medical Equipment | SN | Storage Non-Mobile |  | 126 | FQSN-126 | SAFE: medium, integral to joinery |  |  | 1 | ARCH-FFE | TRUE | FALSE | FALSE
FQ | Furniture and Non-medical Equipment | SN | Storage Non-Mobile |  | 128 | FQSN-128 | SAFE: large, floor mounted |  |  | 1 | ARCH-FFE | TRUE | FALSE | FALSE
FQ | Furniture and Non-medical Equipment | SN | Storage Non-Mobile |  | 129 | FQSN-129 | SAFE: large, integral to joinery |  |  | 1 | ARCH-FFE | TRUE | FALSE | FALSE
FQ | Furniture and Non-medical Equipment | SN | Storage Non-Mobile |  | 131 | FQSN-131 | SAFE: small, handgun, wall mounted | FQSN-060 | SAFE: guns | 1 | ARCH-FFE | TRUE | FALSE | FALSE
FQ | Furniture and Non-medical Equipment | SN | Storage Non-Mobile |  | 132 | FQSN-132 | SAFE: small, handgun, floor mounted |  |  | 1 | ARCH-FFE | TRUE | FALSE | FALSE
FQ | Furniture and Non-medical Equipment | SN | Storage Non-Mobile |  | 134 | FQSN-134 | SAFE: medium, handgun, wall mounted |  |  | 1 | ARCH-FFE | TRUE | FALSE | FALSE
FQ | Furniture and Non-medical Equipment | SN | Storage Non-Mobile |  | 135 | FQSN-135 | SAFE: medium, handgun, floor mounted |  |  | 1 | ARCH-FFE | TRUE | FALSE | FALSE
FQ | Furniture and Non-medical Equipment | SN | Storage Non-Mobile |  | 141 | FQSN-141 | COMPACTUS: rail mounted | FQSN-063; FQSN-064; FQSN-065; FQSN-066; FQSN-067; FQSN-068 | SHELVING: compactus; SHELVING: compactus, 1050D; SHELVING: compactus, 1200D; SHELVING: compactus, 1500D; SHELVING: compactus, 1800D; SHELVING: compactus, 900D | 1 | ARCH-FFE | TRUE | FALSE | TRUE
FQ | Furniture and Non-medical Equipment | SN | Storage Non-Mobile |  | 142 | FQSN-142 | COMPACTUS: floor mounted |  |  | 1 | ARCH-FFE | TRUE | FALSE | FALSE
FQ | Furniture and Non-medical Equipment | SN | Storage Non-Mobile |  | 151 | FQSN-151 | STORAGE SOLUTION: modular system, floor standing, 400D x 400W x 2100H nominal |  |  | 3 | ARCH-FFE | TRUE | FALSE | FALSE
FQ | Furniture and Non-medical Equipment | SN | Storage Non-Mobile |  | 152 | FQSN-152 | STORAGE SOLUTION: modular system, floor standing, 400D x 600W x 2100H nominal |  |  | 3 | ARCH-FFE | TRUE | FALSE | TRUE
FQ | Furniture and Non-medical Equipment | SN | Storage Non-Mobile |  | 153 | FQSN-153 | STORAGE SOLUTION: modular system, floor standing, 400D x 750W x 2100H nominal |  |  | 3 | ARCH-FFE | TRUE | FALSE | FALSE
FQ | Furniture and Non-medical Equipment | SN | Storage Non-Mobile |  | 154 | FQSN-154 | STORAGE SOLUTION: modular system, floor standing, 400D x 900W x 2100H nominal |  |  | 3 | ARCH-FFE | TRUE | FALSE | FALSE
FQ | Furniture and Non-medical Equipment | SN | Storage Non-Mobile |  | 155 | FQSN-155 | STORAGE SOLUTION: modular system, floor standing, 400D x 1200W x 2100H nominal |  |  | 3 | ARCH-FFE | TRUE | FALSE | FALSE
FQ | Furniture and Non-medical Equipment | SN | Storage Non-Mobile |  | 161 | FQSN-161 | STORAGE SOLUTION: modular system, floor standing, 600D x 400W x 2100H nominal |  |  | 3 | ARCH-FFE | TRUE | FALSE | FALSE
FQ | Furniture and Non-medical Equipment | SN | Storage Non-Mobile |  | 162 | FQSN-162 | STORAGE SOLUTION: modular system, floor standing, 600D x 600W x 2100H nominal |  |  | 3 | ARCH-FFE | TRUE | FALSE | FALSE
FQ | Furniture and Non-medical Equipment | SN | Storage Non-Mobile |  | 163 | FQSN-163 | STORAGE SOLUTION: modular system, floor standing, 600D x 750W x 2100H nominal |  |  | 3 | ARCH-FFE | TRUE | FALSE | FALSE
FQ | Furniture and Non-medical Equipment | SN | Storage Non-Mobile |  | 164 | FQSN-164 | STORAGE SOLUTION: modular system, floor standing, 600D x 900W x 2100H nominal |  |  | 3 | ARCH-FFE | TRUE | FALSE | FALSE
FQ | Furniture and Non-medical Equipment | SN | Storage Non-Mobile |  | 165 | FQSN-165 | STORAGE SOLUTION: modular system, floor standing, 600D x 1200W x 2100H nominal |  |  | 3 | ARCH-FFE | TRUE | FALSE | FALSE
FQ | Furniture and Non-medical Equipment | SN | Storage Non-Mobile |  | 201 | FQSN-201 | SHELVING UNIT: floor standing, adjustable shelves, 400D x 400W x 2100H nominal |  |  | 3 | ARCH-FFE | TRUE | FALSE | FALSE
FQ | Furniture and Non-medical Equipment | SN | Storage Non-Mobile |  | 202 | FQSN-202 | SHELVING UNIT: floor standing, adjustable shelves, 400D x 600W x 2100H nominal |  |  | 3 | ARCH-FFE | TRUE | FALSE | FALSE
FQ | Furniture and Non-medical Equipment | SN | Storage Non-Mobile |  | 203 | FQSN-203 | SHELVING UNIT: floor standing, adjustable shelves, 400D x 750W x 2100H nominal | FQSN-076; FQSN-077; FQSN-078 | SHELVING: floor standing, 750W x 400D x 2100H nom., wire; SHELVING: floor standing, 750W x 400D x 2100H nom., metal; SHELVING: floor standing, 750W x 400D x 2100H nom. | 4 | ARCH-FFE | TRUE | FALSE | FALSE
FQ | Furniture and Non-medical Equipment | SN | Storage Non-Mobile |  | 204 | FQSN-204 | SHELVING UNIT: floor standing, adjustable shelves, 400D x 900W x 2100H nominal | FQSN-085; FQSN-086; FQSN-087 | SHELVING: floor standing, 900W x 400D x 2100H nom., wire; SHELVING: floor standing, 900W x 400D x 2100H nom., metal; SHELVING: floor standing, 900W x 400D x 2100H nom. | 3 | ARCH-FFE | TRUE | FALSE | TRUE
FQ | Furniture and Non-medical Equipment | SN | Storage Non-Mobile |  | 205 | FQSN-205 | SHELVING UNIT: floor standing, adjustable shelves, 400D x 1200W x 2100H nominal | FQSN-094; FQSN-095; FQSN-096 | SHELVING: floor standing, 1200W x 400D x 2100H nom., wire; SHELVING: floor standing, 1200W x 400D x 2100H nom., metal; SHELVING: floor standing, 1200W x 400D x 2100H nom. | 3 | ARCH-FFE | TRUE | FALSE | FALSE
FQ | Furniture and Non-medical Equipment | SN | Storage Non-Mobile |  | 206 | FQSN-206 | SHELVING UNIT: floor standing, adjustable shelves, 400D x 1500W x 2100H nominal | FQSN-103; FQSN-104; FQSN-105 | SHELVING: floor standing, 1500W x 400D x 2100H nom., wire; SHELVING: floor standing, 1500W x 400D x 2100H nom., metal; SHELVING: floor standing, 1500W x 400D x 2100H nom. | 3 | ARCH-FFE | TRUE | FALSE | FALSE
FQ | Furniture and Non-medical Equipment | SN | Storage Non-Mobile |  | 207 | FQSN-207 | SHELVING UNIT: floor standing, adjustable shelves, 400D x 1800W x 2100H nominal | FQSN-112; FQSN-113; FQSN-114 | SHELVING: floor standing, 1800W x 400D x 2100H nom., wire; SHELVING: floor standing, 1800W x 400D x 2100H nom., metal; SHELVING: floor standing, 1800W x 400D x 2100H nom. | 3 | ARCH-FFE | TRUE | FALSE | FALSE
FQ | Furniture and Non-medical Equipment | SN | Storage Non-Mobile |  | 211 | FQSN-211 | SHELVING UNIT: floor standing, adjustable shelves, 600D x 400W x 2100H nominal |  |  | 3 | ARCH-FFE | TRUE | FALSE | FALSE
FQ | Furniture and Non-medical Equipment | SN | Storage Non-Mobile |  | 212 | FQSN-212 | SHELVING UNIT: floor standing, adjustable shelves, 600D x 600W x 2100H nominal |  |  | 3 | ARCH-FFE | TRUE | FALSE | FALSE
FQ | Furniture and Non-medical Equipment | SN | Storage Non-Mobile |  | 213 | FQSN-213 | SHELVING UNIT: floor standing, adjustable shelves, 600D x 750W x 2100H nominal | FQSN-070; FQSN-071; FQSN-072 | SHELVING: floor standing, 750W x 600D x 2100H nom., wire; SHELVING: floor standing, 750W x 600D x 2100H nom., metal; SHELVING: floor standing, 750W x 600D x 2100H nom. | 3 | ARCH-FFE | TRUE | FALSE | FALSE
FQ | Furniture and Non-medical Equipment | SN | Storage Non-Mobile |  | 214 | FQSN-214 | SHELVING UNIT: floor standing, adjustable shelves, 600D x 900W x 2100H nominal | FQSN-079; FQSN-080; FQSN-081 | SHELVING: floor standing, 900W x 600D x 2100H nom., wire; SHELVING: floor standing, 900W x 600D x 2100H nom., metal; SHELVING: floor standing, 900W x 600D x 2100H nom. | 3 | ARCH-FFE | TRUE | FALSE | TRUE
FQ | Furniture and Non-medical Equipment | SN | Storage Non-Mobile |  | 215 | FQSN-215 | SHELVING UNIT: floor standing, adjustable shelves, 600D x 1200W x 2100H nominal | FQSN-088; FQSN-089; FQSN-090 | SHELVING: floor standing, 1200W x 600D x 2100H nom., wire; SHELVING: floor standing, 1200W x 600D x 2100H nom., metal; SHELVING: floor standing, 1200W x 600D x 2100H nom. | 3 | ARCH-FFE | TRUE | FALSE | FALSE
FQ | Furniture and Non-medical Equipment | SN | Storage Non-Mobile |  | 216 | FQSN-216 | SHELVING UNIT: floor standing, adjustable shelves, 600D x 1500W x 2100H nominal | FQSN-097; FQSN-098; FQSN-099 | SHELVING: floor standing, 1500W x 600D x 2100H nom., wire; SHELVING: floor standing, 1500W x 600D x 2100H nom., metal; SHELVING: floor standing, 1500W x 600D x 2100H nom. | 3 | ARCH-FFE | TRUE | FALSE | FALSE
FQ | Furniture and Non-medical Equipment | SN | Storage Non-Mobile |  | 217 | FQSN-217 | SHELVING UNIT: floor standing, adjustable shelves, 600D x 1800W x 2100H nominal | FQSN-106; FQSN-107; FQSN-108 | SHELVING: floor standing, 1800W x 600D x 2100H nom., wire; SHELVING: floor standing, 1800W x 600D x 2100H nom., metal; SHELVING: floor standing, 1800W x 600D x 2100H nom. | 3 | ARCH-FFE | TRUE | FALSE | FALSE
FQ | Furniture and Non-medical Equipment | SN | Storage Non-Mobile |  | 251 | FQSN-251 | CABINET: floor standing, 660H nominal, single door |  |  | 3 | ARCH-FFE | TRUE | FALSE | FALSE
FQ | Furniture and Non-medical Equipment | SN | Storage Non-Mobile |  | 252 | FQSN-252 | CABINET: floor standing, 840H nominal, single door |  |  | 3 | ARCH-FFE | TRUE | FALSE | FALSE
FQ | Furniture and Non-medical Equipment | SN | Storage Non-Mobile |  | 253 | FQSN-253 | CABINET: floor standing, 900H nominal, single door |  |  | 3 | ARCH-FFE | TRUE | FALSE | FALSE
FQ | Furniture and Non-medical Equipment | SN | Storage Non-Mobile |  | 254 | FQSN-254 | CABINET: floor standing, 1000H nominal, single door |  |  | 3 | ARCH-FFE | TRUE | FALSE | FALSE
FQ | Furniture and Non-medical Equipment | SN | Storage Non-Mobile |  | 255 | FQSN-255 | CABINET: floor standing, 1200H nominal, single door |  |  | 3 | ARCH-FFE | TRUE | FALSE | FALSE
FQ | Furniture and Non-medical Equipment | SN | Storage Non-Mobile |  | 256 | FQSN-256 | CABINET: floor standing, 1500H nominal, single door |  |  | 3 | ARCH-FFE | TRUE | FALSE | FALSE
FQ | Furniture and Non-medical Equipment | SN | Storage Non-Mobile |  | 257 | FQSN-257 | CABINET: floor standing, 1800H nominal, single door |  |  | 3 | ARCH-FFE | TRUE | FALSE | FALSE
FQ | Furniture and Non-medical Equipment | SN | Storage Non-Mobile |  | 258 | FQSN-258 | CABINET: floor standing, 2100H nominal, single door |  |  | 3 | ARCH-FFE | TRUE | FALSE | FALSE
FQ | Furniture and Non-medical Equipment | SN | Storage Non-Mobile |  | 261 | FQSN-261 | CABINET: floor standing, 660H nominal, double door |  |  | 3 | ARCH-FFE | TRUE | FALSE | FALSE
FQ | Furniture and Non-medical Equipment | SN | Storage Non-Mobile |  | 262 | FQSN-262 | CABINET: floor standing, 840H nominal, double door |  |  | 3 | ARCH-FFE | TRUE | FALSE | FALSE
FQ | Furniture and Non-medical Equipment | SN | Storage Non-Mobile |  | 263 | FQSN-263 | CABINET: floor standing, 900H nominal, double door |  |  | 3 | ARCH-FFE | TRUE | FALSE | FALSE
FQ | Furniture and Non-medical Equipment | SN | Storage Non-Mobile |  | 264 | FQSN-264 | CABINET: floor standing, 1000H nominal, double door |  |  | 3 | ARCH-FFE | TRUE | FALSE | FALSE
FQ | Furniture and Non-medical Equipment | SN | Storage Non-Mobile |  | 265 | FQSN-265 | CABINET: floor standing, 1200H nominal, double door |  |  | 3 | ARCH-FFE | TRUE | FALSE | FALSE
FQ | Furniture and Non-medical Equipment | SN | Storage Non-Mobile |  | 266 | FQSN-266 | CABINET: floor standing, 1500H nominal, double door |  |  | 3 | ARCH-FFE | TRUE | FALSE | FALSE
FQ | Furniture and Non-medical Equipment | SN | Storage Non-Mobile |  | 267 | FQSN-267 | CABINET: floor standing, 1800H nominal, double door |  |  | 3 | ARCH-FFE | TRUE | FALSE | FALSE
FQ | Furniture and Non-medical Equipment | SN | Storage Non-Mobile |  | 268 | FQSN-268 | CABINET: floor standing, 2100H nominal, double door |  |  | 3 | ARCH-FFE | TRUE | FALSE | FALSE
FQ | Furniture and Non-medical Equipment | SN | Storage Non-Mobile |  | 271 | FQSN-271 | CABINET: floor standing, 660H nominal, shelving unit |  |  | 3 | ARCH-FFE | TRUE | FALSE | FALSE
FQ | Furniture and Non-medical Equipment | SN | Storage Non-Mobile |  | 272 | FQSN-272 | CABINET: floor standing, 840H nominal, shelving unit |  |  | 3 | ARCH-FFE | TRUE | FALSE | FALSE
FQ | Furniture and Non-medical Equipment | SN | Storage Non-Mobile |  | 273 | FQSN-273 | CABINET: floor standing, 900H nominal, shelving unit |  |  | 3 | ARCH-FFE | TRUE | FALSE | FALSE
FQ | Furniture and Non-medical Equipment | SN | Storage Non-Mobile |  | 274 | FQSN-274 | CABINET: floor standing, 1000H nominal, shelving unit |  |  | 3 | ARCH-FFE | TRUE | FALSE | FALSE
FQ | Furniture and Non-medical Equipment | SN | Storage Non-Mobile |  | 275 | FQSN-275 | CABINET: floor standing, 1200H nominal, shelving unit |  |  | 3 | ARCH-FFE | TRUE | FALSE | FALSE
FQ | Furniture and Non-medical Equipment | SN | Storage Non-Mobile |  | 276 | FQSN-276 | CABINET: floor standing, 1500H nominal, shelving unit |  |  | 3 | ARCH-FFE | TRUE | FALSE | FALSE
FQ | Furniture and Non-medical Equipment | SN | Storage Non-Mobile |  | 277 | FQSN-277 | CABINET: floor standing, 1800H nominal, shelving unit |  |  | 3 | ARCH-FFE | TRUE | FALSE | FALSE
FQ | Furniture and Non-medical Equipment | SN | Storage Non-Mobile |  | 278 | FQSN-278 | CABINET: floor standing, 2100H nominal, shelving unit |  |  | 3 | ARCH-FFE | TRUE | FALSE | FALSE
FQ | Furniture and Non-medical Equipment | SN | Storage Non-Mobile |  | 281 | FQSN-281 | CABINET: floor standing, 660H nominal, tambour unit | FQSN-031 | CABINET: short, single door, tambour, adj shelves, lockable | 3 | ARCH-FFE | TRUE | FALSE | FALSE
FQ | Furniture and Non-medical Equipment | SN | Storage Non-Mobile |  | 282 | FQSN-282 | CABINET: floor standing, 840H nominal, tambour unit |  |  | 3 | ARCH-FFE | TRUE | FALSE | FALSE
FQ | Furniture and Non-medical Equipment | SN | Storage Non-Mobile |  | 283 | FQSN-283 | CABINET: floor standing, 900H nominal, tambour unit |  |  | 3 | ARCH-FFE | TRUE | FALSE | FALSE
FQ | Furniture and Non-medical Equipment | SN | Storage Non-Mobile |  | 284 | FQSN-284 | CABINET: floor standing, 1000H nominal, tambour unit |  |  | 3 | ARCH-FFE | TRUE | FALSE | FALSE
FQ | Furniture and Non-medical Equipment | SN | Storage Non-Mobile |  | 285 | FQSN-285 | CABINET: floor standing, 1200H nominal, tambour unit | FQSN-135 | CABINET: single door, tambour, adj shelves, lockable, 1200H | 3 | ARCH-FFE | TRUE | FALSE | TRUE
FQ | Furniture and Non-medical Equipment | SN | Storage Non-Mobile |  | 286 | FQSN-286 | CABINET: floor standing, 1500H nominal, tambour unit |  |  | 3 | ARCH-FFE | TRUE | FALSE | FALSE
FQ | Furniture and Non-medical Equipment | SN | Storage Non-Mobile |  | 287 | FQSN-287 | CABINET: floor standing, 1800H nominal, tambour unit | FQSN-033 | CABINET: tall, double door, tambour, adj shelves, lockable | 3 | ARCH-FFE | TRUE | FALSE | TRUE
FQ | Furniture and Non-medical Equipment | SN | Storage Non-Mobile |  | 288 | FQSN-288 | CABINET: floor standing, 2100H nominal, tambour unit |  |  | 3 | ARCH-FFE | TRUE | FALSE | FALSE
FQ | Furniture and Non-medical Equipment | SN | Storage Non-Mobile |  | 311 | FQSN-311 | LOCKER: floor standing, 1 door |  |  | 3 | ARCH-JNY | TRUE | FALSE | FALSE
FQ | Furniture and Non-medical Equipment | SN | Storage Non-Mobile |  | 312 | FQSN-312 | LOCKER: floor standing, 1 door, on plinth |  |  | 3 | ARCH-JNY | TRUE | FALSE | FALSE
FQ | Furniture and Non-medical Equipment | SN | Storage Non-Mobile |  | 313 | FQSN-313 | LOCKER: floor standing, 1 door, with shoe storage |  |  | 3 | ARCH-JNY | TRUE | FALSE | FALSE
FQ | Furniture and Non-medical Equipment | SN | Storage Non-Mobile |  | 314 | FQSN-314 | LOCKER: floor standing, 1 door, with bench seat |  |  | 3 | ARCH-JNY | TRUE | FALSE | FALSE
FQ | Furniture and Non-medical Equipment | SN | Storage Non-Mobile |  | 315 | FQSN-315 | LOCKER: floor standing, 1 door, with bench seat and shoe storage |  |  | 3 | ARCH-JNY | TRUE | FALSE | FALSE
FQ | Furniture and Non-medical Equipment | SN | Storage Non-Mobile |  | 321 | FQSN-321 | LOCKER: floor standing, 2 door | FQSN-048 | LOCKER: 2 tier (half size) | 3 | ARCH-JNY | TRUE | FALSE | FALSE
FQ | Furniture and Non-medical Equipment | SN | Storage Non-Mobile |  | 322 | FQSN-322 | LOCKER: floor standing, 2 door, on plinth |  |  | 3 | ARCH-JNY | TRUE | FALSE | FALSE
FQ | Furniture and Non-medical Equipment | SN | Storage Non-Mobile |  | 323 | FQSN-323 | LOCKER: floor standing, 2 door, with shoe storage | FQSN-054 | LOCKER: 2 tier with shoe storage | 3 | ARCH-JNY | TRUE | FALSE | FALSE
FQ | Furniture and Non-medical Equipment | SN | Storage Non-Mobile |  | 324 | FQSN-324 | LOCKER: floor standing, 2 door, with bench seat |  |  | 3 | ARCH-JNY | TRUE | FALSE | FALSE
FQ | Furniture and Non-medical Equipment | SN | Storage Non-Mobile |  | 325 | FQSN-325 | LOCKER: floor standing, 2 door, with bench seat and shoe storage |  |  | 3 | ARCH-JNY | TRUE | FALSE | FALSE
FQ | Furniture and Non-medical Equipment | SN | Storage Non-Mobile |  | 331 | FQSN-331 | LOCKER: floor standing, 3 door | FQSN-049 | LOCKER: 3 tier | 3 | ARCH-JNY | TRUE | FALSE | FALSE
FQ | Furniture and Non-medical Equipment | SN | Storage Non-Mobile |  | 332 | FQSN-332 | LOCKER: floor standing, 3 door, on plinth |  |  | 3 | ARCH-JNY | TRUE | FALSE | FALSE
FQ | Furniture and Non-medical Equipment | SN | Storage Non-Mobile |  | 333 | FQSN-333 | LOCKER: floor standing, 3 door, with shoe storage |  |  | 3 | ARCH-JNY | TRUE | FALSE | FALSE
FQ | Furniture and Non-medical Equipment | SN | Storage Non-Mobile |  | 334 | FQSN-334 | LOCKER: floor standing, 3 door, with bench seat |  |  | 3 | ARCH-JNY | TRUE | FALSE | FALSE
FQ | Furniture and Non-medical Equipment | SN | Storage Non-Mobile |  | 335 | FQSN-335 | LOCKER: floor standing, 3 door, with bench seat and shoe storage |  |  | 3 | ARCH-JNY | TRUE | FALSE | FALSE
FQ | Furniture and Non-medical Equipment | SN | Storage Non-Mobile |  | 341 | FQSN-341 | LOCKER: floor standing, 4 door | FQSN-050 | LOCKER: 4 tier (quarter size) | 3 | ARCH-JNY | TRUE | FALSE | TRUE
FQ | Furniture and Non-medical Equipment | SN | Storage Non-Mobile |  | 342 | FQSN-342 | LOCKER: floor standing, 4 door, on plinth |  |  | 3 | ARCH-JNY | TRUE | FALSE | FALSE
FQ | Furniture and Non-medical Equipment | SN | Storage Non-Mobile |  | 343 | FQSN-343 | LOCKER: floor standing, 4 door, with shoe storage | FQSN-055 | LOCKER: 4 tier with shoe storage | 3 | ARCH-JNY | TRUE | FALSE | FALSE
FQ | Furniture and Non-medical Equipment | SN | Storage Non-Mobile |  | 344 | FQSN-344 | LOCKER: floor standing, 4 door, with bench seat |  |  | 3 | ARCH-JNY | TRUE | FALSE | FALSE
FQ | Furniture and Non-medical Equipment | SN | Storage Non-Mobile |  | 345 | FQSN-345 | LOCKER: floor standing, 4 door, with bench seat and shoe storage |  |  | 3 | ARCH-JNY | TRUE | FALSE | FALSE
FQ | Furniture and Non-medical Equipment | SN | Storage Non-Mobile |  | 351 | FQSN-351 | LOCKER: floor standing, 5 door |  |  | 3 | ARCH-JNY | TRUE | FALSE | FALSE
FQ | Furniture and Non-medical Equipment | SN | Storage Non-Mobile |  | 361 | FQSN-361 | LOCKER: floor standing, 6 door |  |  | 3 | ARCH-JNY | TRUE | FALSE | FALSE
FQ | Furniture and Non-medical Equipment | SN | Storage Non-Mobile |  | 127 | FQSN-127 | SAFE: large, wall mounted |  |  | 1 | ARCH-FFE | TRUE | FALSE | FALSE
FQ | Furniture and Non-medical Equipment | SN | Storage Non-Mobile |  | 125 | FQSN-125 | SAFE: medium, floor mounted |  |  | 1 | ARCH-FFE | TRUE | FALSE | FALSE
FQ | Furniture and Non-medical Equipment | SN | Storage Non-Mobile |  | 123 | FQSN-123 | SAFE: small, integral to joinery |  |  | 1 | ARCH-FFE | TRUE | FALSE | TRUE
FQ | Furniture and Non-medical Equipment | TA | Tables |  | 091 | FQTA-091 | TABLE: overbed, mobile, height adjustable | FQTA-013 | TABLE: overbed | 3 | ARCH-FFE | TRUE | FALSE | TRUE
FQ | Furniture and Non-medical Equipment | TA | Tables |  | 092 | FQTA-092 | TABLE: overbed, mobile, height adjustable, split tilt top |  |  | 3 | ARCH-FFE | TRUE | FALSE | TRUE
FQ | Furniture and Non-medical Equipment | TA | Tables |  | 096 | FQTA-096 | TABLE: play areas, child | FQTA-003 | TABLE: children's play | 3 | ARCH-FFE | TRUE | FALSE | FALSE
FQ | Furniture and Non-medical Equipment | TA | Tables |  | 101 | FQTA-101 | TABLE: rectangular, 450H, 900L x 600W |  |  | 3 | ARCH-FFE | TRUE | FALSE | FALSE
FQ | Furniture and Non-medical Equipment | TA | Tables |  | 102 | FQTA-102 | TABLE: rectangular, 450H, 900L x 750W |  |  | 3 | ARCH-FFE | TRUE | FALSE | FALSE
FQ | Furniture and Non-medical Equipment | TA | Tables |  | 103 | FQTA-103 | TABLE: rectangular, 450H, 1200L x 750W |  |  | 3 | ARCH-FFE | TRUE | FALSE | FALSE
FQ | Furniture and Non-medical Equipment | TA | Tables |  | 104 | FQTA-104 | TABLE: rectangular, 450H, 1200L x 900W | FQTA-016 | TABLE: rectangular, 1200L x 900W, low height | 3 | ARCH-FFE | TRUE | FALSE | FALSE
FQ | Furniture and Non-medical Equipment | TA | Tables |  | 105 | FQTA-105 | TABLE: rectangular, 450H, 1500L x 750W |  |  | 3 | ARCH-FFE | TRUE | FALSE | FALSE
FQ | Furniture and Non-medical Equipment | TA | Tables |  | 106 | FQTA-106 | TABLE: rectangular, 450H, 1500L x 900W | FQTA-022 | TABLE: rectangular, 1500L x 900W, low height | 3 | ARCH-FFE | TRUE | FALSE | FALSE
FQ | Furniture and Non-medical Equipment | TA | Tables |  | 107 | FQTA-107 | TABLE: rectangular, 450H, 1500L x 1200W | FQTA-019 | TABLE: rectangular, 1500L x 1200W, low height | 3 | ARCH-FFE | TRUE | FALSE | FALSE
FQ | Furniture and Non-medical Equipment | TA | Tables |  | 108 | FQTA-108 | TABLE: rectangular, 450H, 1800L x 900W |  |  | 3 | ARCH-FFE | TRUE | FALSE | FALSE
FQ | Furniture and Non-medical Equipment | TA | Tables |  | 109 | FQTA-109 | TABLE: rectangular, 450H, 1800L x 1200W | FQTA-025 | TABLE: rectangular, 1800L x 1200W, low height | 3 | ARCH-FFE | TRUE | FALSE | FALSE
FQ | Furniture and Non-medical Equipment | TA | Tables |  | 110 | FQTA-110 | TABLE: rectangular, 450H, 1800L x 1500W |  |  | 3 | ARCH-FFE | TRUE | FALSE | FALSE
FQ | Furniture and Non-medical Equipment | TA | Tables |  | 111 | FQTA-111 | TABLE: rectangular, 450H, 2100L x 1200W |  |  | 3 | ARCH-FFE | TRUE | FALSE | FALSE
FQ | Furniture and Non-medical Equipment | TA | Tables |  | 112 | FQTA-112 | TABLE: rectangular, 450H, 2400L x 1200W |  |  | 3 | ARCH-FFE | TRUE | FALSE | FALSE
FQ | Furniture and Non-medical Equipment | TA | Tables |  | 121 | FQTA-121 | TABLE: rectangular, 750H, 900L x 600W |  |  | 3 | ARCH-FFE | TRUE | FALSE | FALSE
FQ | Furniture and Non-medical Equipment | TA | Tables |  | 122 | FQTA-122 | TABLE: rectangular, 750H, 900L x 750W |  |  | 3 | ARCH-FFE | TRUE | FALSE | FALSE
FQ | Furniture and Non-medical Equipment | TA | Tables |  | 123 | FQTA-123 | TABLE: rectangular, 750H, 1200L x 750W |  |  | 3 | ARCH-FFE | TRUE | FALSE | FALSE
FQ | Furniture and Non-medical Equipment | TA | Tables |  | 124 | FQTA-124 | TABLE: rectangular, 750H, 1200L x 900W |  |  | 3 | ARCH-FFE | TRUE | FALSE | FALSE
FQ | Furniture and Non-medical Equipment | TA | Tables |  | 125 | FQTA-125 | TABLE: rectangular, 750H, 1500L x 750W |  |  | 3 | ARCH-FFE | TRUE | FALSE | FALSE
FQ | Furniture and Non-medical Equipment | TA | Tables |  | 126 | FQTA-126 | TABLE: rectangular, 750H, 1500L x 900W |  |  | 3 | ARCH-FFE | TRUE | FALSE | FALSE
FQ | Furniture and Non-medical Equipment | TA | Tables |  | 127 | FQTA-127 | TABLE: rectangular, 750H, 1500L x 1200W |  |  | 3 | ARCH-FFE | TRUE | FALSE | FALSE
FQ | Furniture and Non-medical Equipment | TA | Tables |  | 128 | FQTA-128 | TABLE: rectangular, 750H, 1800L x 900W |  |  | 3 | ARCH-FFE | TRUE | FALSE | FALSE
FQ | Furniture and Non-medical Equipment | TA | Tables |  | 129 | FQTA-129 | TABLE: rectangular, 750H, 1800L x 1200W |  |  | 3 | ARCH-FFE | TRUE | FALSE | FALSE
FQ | Furniture and Non-medical Equipment | TA | Tables |  | 130 | FQTA-130 | TABLE: rectangular, 750H, 1800L x 1500W | FQTA-024 | TABLE: rectangular, 1800L x 1200W, dining height | 3 | ARCH-FFE | TRUE | FALSE | FALSE
FQ | Furniture and Non-medical Equipment | TA | Tables |  | 131 | FQTA-131 | TABLE: rectangular, 750H, 2100L x 1200W |  |  | 3 | ARCH-FFE | TRUE | FALSE | FALSE
FQ | Furniture and Non-medical Equipment | TA | Tables |  | 132 | FQTA-132 | TABLE: rectangular, 750H, 2400L x 1200W |  |  | 3 | ARCH-FFE | TRUE | FALSE | FALSE
FQ | Furniture and Non-medical Equipment | TA | Tables |  | 141 | FQTA-141 | TABLE: rectangular, 900H, 900L x 600W |  |  | 3 | ARCH-FFE | TRUE | FALSE | FALSE
FQ | Furniture and Non-medical Equipment | TA | Tables |  | 142 | FQTA-142 | TABLE: rectangular, 900H, 900L x 750W |  |  | 3 | ARCH-FFE | TRUE | FALSE | FALSE
FQ | Furniture and Non-medical Equipment | TA | Tables |  | 143 | FQTA-143 | TABLE: rectangular, 900H, 1200L x 750W |  |  | 3 | ARCH-FFE | TRUE | FALSE | FALSE
FQ | Furniture and Non-medical Equipment | TA | Tables |  | 144 | FQTA-144 | TABLE: rectangular, 900H, 1200L x 900W | FQTA-017 | TABLE: rectangular 1200L x 900W, work height | 3 | ARCH-FFE | TRUE | FALSE | FALSE
FQ | Furniture and Non-medical Equipment | TA | Tables |  | 145 | FQTA-145 | TABLE: rectangular, 900H, 1500L x 750W |  |  | 3 | ARCH-FFE | TRUE | FALSE | FALSE
FQ | Furniture and Non-medical Equipment | TA | Tables |  | 146 | FQTA-146 | TABLE: rectangular, 900H, 1500L x 900W | FQTA-023 | TABLE: rectangular, 1500L x 900W, work height | 3 | ARCH-FFE | TRUE | FALSE | TRUE
FQ | Furniture and Non-medical Equipment | TA | Tables |  | 147 | FQTA-147 | TABLE: rectangular, 900H, 1500L x 1200W | FQTA-020 | TABLE: rectangular, 1500L x 1200W, work height | 3 | ARCH-FFE | TRUE | FALSE | FALSE
FQ | Furniture and Non-medical Equipment | TA | Tables |  | 148 | FQTA-148 | TABLE: rectangular, 900H, 1800L x 900W | FQTA-030 | TABLE: rectangular, 1800L x 900W, work height | 3 | ARCH-FFE | TRUE | FALSE | FALSE
FQ | Furniture and Non-medical Equipment | TA | Tables |  | 149 | FQTA-149 | TABLE: rectangular, 900H, 1800L x 1200W | FQTA-026 | TABLE: rectangular, 1800L x 1200W, work height | 3 | ARCH-FFE | TRUE | FALSE | FALSE
FQ | Furniture and Non-medical Equipment | TA | Tables |  | 150 | FQTA-150 | TABLE: rectangular, 900H, 1800L x 1200W |  |  | 3 | ARCH-FFE | TRUE | FALSE | FALSE
FQ | Furniture and Non-medical Equipment | TA | Tables |  | 151 | FQTA-151 | TABLE: rectangular, 900H, 2100L x 1500W |  |  | 3 | ARCH-FFE | TRUE | FALSE | FALSE
FQ | Furniture and Non-medical Equipment | TA | Tables |  | 152 | FQTA-152 | TABLE: rectangular, 900H, 2400L x 1200W |  |  | 3 | ARCH-FFE | TRUE | FALSE | FALSE
FQ | Furniture and Non-medical Equipment | TA | Tables |  | 161 | FQTA-161 | TABLE: rectangular, 1050H, 900L x 600W |  |  | 3 | ARCH-FFE | TRUE | FALSE | FALSE
FQ | Furniture and Non-medical Equipment | TA | Tables |  | 162 | FQTA-162 | TABLE: rectangular, 1050H, 900L x 750W |  |  | 3 | ARCH-FFE | TRUE | FALSE | FALSE
FQ | Furniture and Non-medical Equipment | TA | Tables |  | 163 | FQTA-163 | TABLE: rectangular, 1050H, 1200L x 750W |  |  | 3 | ARCH-FFE | TRUE | FALSE | FALSE
FQ | Furniture and Non-medical Equipment | TA | Tables |  | 164 | FQTA-164 | TABLE: rectangular, 1050H, 1200L x 1050W |  |  | 3 | ARCH-FFE | TRUE | FALSE | FALSE
FQ | Furniture and Non-medical Equipment | TA | Tables |  | 165 | FQTA-165 | TABLE: rectangular, 1050H, 1500L x 750W |  |  | 3 | ARCH-FFE | TRUE | FALSE | FALSE
FQ | Furniture and Non-medical Equipment | TA | Tables |  | 166 | FQTA-166 | TABLE: rectangular, 1050H, 1500L x 1050W |  |  | 3 | ARCH-FFE | TRUE | FALSE | FALSE
FQ | Furniture and Non-medical Equipment | TA | Tables |  | 167 | FQTA-167 | TABLE: rectangular, 1050H, 1500L x 1200W | FQTA-027 | TABLE: rectangular, 1800L x 900W | 3 | ARCH-FFE | TRUE | FALSE | FALSE
FQ | Furniture and Non-medical Equipment | TA | Tables |  | 168 | FQTA-168 | TABLE: rectangular, 1050H, 1800L x 1050W | FQTA-028 | TABLE: rectangular, 1800L x 900W, dining height | 3 | ARCH-FFE | TRUE | FALSE | FALSE
FQ | Furniture and Non-medical Equipment | TA | Tables |  | 169 | FQTA-169 | TABLE: rectangular, 1050H, 1800L x 1200W | FQTA-029 | TABLE: rectangular, 1800L x 900W, low height | 3 | ARCH-FFE | TRUE | FALSE | FALSE
FQ | Furniture and Non-medical Equipment | TA | Tables |  | 170 | FQTA-170 | TABLE: rectangular, 1050H, 1800L x 1200W |  |  | 3 | ARCH-FFE | TRUE | FALSE | FALSE
FQ | Furniture and Non-medical Equipment | TA | Tables |  | 171 | FQTA-171 | TABLE: rectangular, 1050H, 2100L x 1500W |  |  | 3 | ARCH-FFE | TRUE | FALSE | FALSE
FQ | Furniture and Non-medical Equipment | TA | Tables |  | 172 | FQTA-172 | TABLE: rectangular, 1050H, 2400L x 1200W | FQTA-031 | TABLE: rectangular, 2400L x 1200W | 3 | ARCH-FFE | TRUE | FALSE | FALSE
FQ | Furniture and Non-medical Equipment | TA | Tables |  | 181 | FQTA-181 | TABLE: rectangular, custom height, 900L x 600W |  |  | 3 | ARCH-FFE | TRUE | FALSE | FALSE
FQ | Furniture and Non-medical Equipment | TA | Tables |  | 182 | FQTA-182 | TABLE: rectangular, custom height, 900L x 750W |  |  | 3 | ARCH-FFE | TRUE | FALSE | FALSE
FQ | Furniture and Non-medical Equipment | TA | Tables |  | 183 | FQTA-183 | TABLE: rectangular, custom height, 1200L x 750W | FQTA-036 | TABLE: rectangular, bespoke size | 3 | ARCH-FFE | TRUE | FALSE | FALSE
FQ | Furniture and Non-medical Equipment | TA | Tables |  | 184 | FQTA-184 | TABLE: rectangular, custom height, 1200L x 1050W |  |  | 3 | ARCH-FFE | TRUE | FALSE | FALSE
FQ | Furniture and Non-medical Equipment | TA | Tables |  | 185 | FQTA-185 | TABLE: rectangular, custom height, 1500L x 750W |  |  | 3 | ARCH-FFE | TRUE | FALSE | FALSE
FQ | Furniture and Non-medical Equipment | TA | Tables |  | 186 | FQTA-186 | TABLE: rectangular, custom height, 1500L x 1050W |  |  | 3 | ARCH-FFE | TRUE | FALSE | FALSE
FQ | Furniture and Non-medical Equipment | TA | Tables |  | 187 | FQTA-187 | TABLE: rectangular, custom height, 1500L x 1200W |  |  | 3 | ARCH-FFE | TRUE | FALSE | FALSE
FQ | Furniture and Non-medical Equipment | TA | Tables |  | 188 | FQTA-188 | TABLE: rectangular, custom height, 1800L x 1050W |  |  | 3 | ARCH-FFE | TRUE | FALSE | FALSE
FQ | Furniture and Non-medical Equipment | TA | Tables |  | 189 | FQTA-189 | TABLE: rectangular, custom height, 1800L x 1200W |  |  | 3 | ARCH-FFE | TRUE | FALSE | FALSE
FQ | Furniture and Non-medical Equipment | TA | Tables |  | 190 | FQTA-190 | TABLE: rectangular, custom height, 1800L x 1200W |  |  | 3 | ARCH-FFE | TRUE | FALSE | FALSE
FQ | Furniture and Non-medical Equipment | TA | Tables |  | 191 | FQTA-191 | TABLE: rectangular, custom height, 2100L x 1500W |  |  | 3 | ARCH-FFE | TRUE | FALSE | FALSE
FQ | Furniture and Non-medical Equipment | TA | Tables |  | 192 | FQTA-192 | TABLE: rectangular, custom height, 2400L x 1200W |  |  | 3 | ARCH-FFE | TRUE | FALSE | FALSE
FQ | Furniture and Non-medical Equipment | TA | Tables |  | 201 | FQTA-201 | TABLE: square, 450H, 500L | FQTA-071 | TABLE: square, 500W, low height | 3 | ARCH-FFE | TRUE | FALSE | FALSE
FQ | Furniture and Non-medical Equipment | TA | Tables |  | 202 | FQTA-202 | TABLE: square, 450H, 600L | FQTA-075 | TABLE: square, 600W, low height | 3 | ARCH-FFE | TRUE | FALSE | TRUE
FQ | Furniture and Non-medical Equipment | TA | Tables |  | 203 | FQTA-203 | TABLE: square, 450H, 700L |  |  | 3 | ARCH-FFE | TRUE | FALSE | FALSE
FQ | Furniture and Non-medical Equipment | TA | Tables |  | 204 | FQTA-204 | TABLE: square, 450H, 750L |  |  | 3 | ARCH-FFE | TRUE | FALSE | FALSE
FQ | Furniture and Non-medical Equipment | TA | Tables |  | 205 | FQTA-205 | TABLE: square, 450H, 900L | FQTA-080 | TABLE: square, 900W, low height | 3 | ARCH-FFE | TRUE | FALSE | FALSE
FQ | Furniture and Non-medical Equipment | TA | Tables |  | 206 | FQTA-206 | TABLE: square, 450H, 1000L |  |  | 3 | ARCH-FFE | TRUE | FALSE | FALSE
FQ | Furniture and Non-medical Equipment | TA | Tables |  | 207 | FQTA-207 | TABLE: square, 450H, 1200L | FQTA-061 | TABLE: square, 1200W, low height | 3 | ARCH-FFE | TRUE | FALSE | FALSE
FQ | Furniture and Non-medical Equipment | TA | Tables |  | 208 | FQTA-208 | TABLE: square, 450H, 1500L | FQTA-064 | TABLE: square, 1500W, low height | 3 | ARCH-FFE | TRUE | FALSE | FALSE
FQ | Furniture and Non-medical Equipment | TA | Tables |  | 209 | FQTA-209 | TABLE: square, 450H, 1800L | FQTA-067 | TABLE: square, 1800W, low height | 3 | ARCH-FFE | TRUE | FALSE | FALSE
FQ | Furniture and Non-medical Equipment | TA | Tables |  | 210 | FQTA-210 | TABLE: square, 450H, 2100L |  |  | 3 | ARCH-FFE | TRUE | FALSE | FALSE
FQ | Furniture and Non-medical Equipment | TA | Tables |  | 221 | FQTA-221 | TABLE: square, 750H, 500L | FQTA-070 | TABLE: square, 500W, dining height | 3 | ARCH-FFE | TRUE | FALSE | FALSE
FQ | Furniture and Non-medical Equipment | TA | Tables |  | 222 | FQTA-222 | TABLE: square, 750H, 600L | FQTA-074 | TABLE: square, 600W, dining height | 3 | ARCH-FFE | TRUE | FALSE | FALSE
FQ | Furniture and Non-medical Equipment | TA | Tables |  | 223 | FQTA-223 | TABLE: square, 750H, 700L |  |  | 3 | ARCH-FFE | TRUE | FALSE | FALSE
FQ | Furniture and Non-medical Equipment | TA | Tables |  | 224 | FQTA-224 | TABLE: square, 750H, 750L | FQTA-077 | TABLE: square, 800W, dining height | 3 | ARCH-FFE | TRUE | FALSE | FALSE
FQ | Furniture and Non-medical Equipment | TA | Tables |  | 225 | FQTA-225 | TABLE: square, 750H, 900L |  |  | 3 | ARCH-FFE | TRUE | FALSE | FALSE
FQ | Furniture and Non-medical Equipment | TA | Tables |  | 226 | FQTA-226 | TABLE: square, 750H, 1000L |  |  | 3 | ARCH-FFE | TRUE | FALSE | FALSE
FQ | Furniture and Non-medical Equipment | TA | Tables |  | 227 | FQTA-227 | TABLE: square, 750H, 1200L |  |  | 3 | ARCH-FFE | TRUE | FALSE | FALSE
FQ | Furniture and Non-medical Equipment | TA | Tables |  | 228 | FQTA-228 | TABLE: square, 750H, 1500L |  |  | 3 | ARCH-FFE | TRUE | FALSE | FALSE
FQ | Furniture and Non-medical Equipment | TA | Tables |  | 229 | FQTA-229 | TABLE: square, 750H, 1800L |  |  | 3 | ARCH-FFE | TRUE | FALSE | FALSE
FQ | Furniture and Non-medical Equipment | TA | Tables |  | 230 | FQTA-230 | TABLE: square, 750H, 2100L |  |  | 3 | ARCH-FFE | TRUE | FALSE | FALSE
FQ | Furniture and Non-medical Equipment | TA | Tables |  | 241 | FQTA-241 | TABLE: square, 900H, 500L | FQTA-072 | TABLE: square, 500W, work height | 3 | ARCH-FFE | TRUE | FALSE | FALSE
FQ | Furniture and Non-medical Equipment | TA | Tables |  | 242 | FQTA-242 | TABLE: square, 900H, 600L | FQTA-076 | TABLE: square, 600W, work height | 3 | ARCH-FFE | TRUE | FALSE | FALSE
FQ | Furniture and Non-medical Equipment | TA | Tables |  | 243 | FQTA-243 | TABLE: square, 900H, 700L |  |  | 3 | ARCH-FFE | TRUE | FALSE | FALSE
FQ | Furniture and Non-medical Equipment | TA | Tables |  | 244 | FQTA-244 | TABLE: square, 900H, 750L |  |  | 3 | ARCH-FFE | TRUE | FALSE | FALSE
FQ | Furniture and Non-medical Equipment | TA | Tables |  | 245 | FQTA-245 | TABLE: square, 900H, 900L | FQTA-081 | TABLE: square, 900W, work height | 3 | ARCH-FFE | TRUE | FALSE | FALSE
FQ | Furniture and Non-medical Equipment | TA | Tables |  | 246 | FQTA-246 | TABLE: square, 900H, 1000L |  |  | 3 | ARCH-FFE | TRUE | FALSE | FALSE
FQ | Furniture and Non-medical Equipment | TA | Tables |  | 247 | FQTA-247 | TABLE: square, 900H, 1200L | FQTA-062 | TABLE: square, 1200W, work height | 3 | ARCH-FFE | TRUE | FALSE | FALSE
FQ | Furniture and Non-medical Equipment | TA | Tables |  | 248 | FQTA-248 | TABLE: square, 900H, 1500L | FQTA-065 | TABLE: square, 1500W, work height | 3 | ARCH-FFE | TRUE | FALSE | FALSE
FQ | Furniture and Non-medical Equipment | TA | Tables |  | 249 | FQTA-249 | TABLE: square, 900H, 1800L | FQTA-068 | TABLE: square, 1800W, work height | 3 | ARCH-FFE | TRUE | FALSE | FALSE
FQ | Furniture and Non-medical Equipment | TA | Tables |  | 250 | FQTA-250 | TABLE: square, 900H, 2100L |  |  | 3 | ARCH-FFE | TRUE | FALSE | FALSE
FQ | Furniture and Non-medical Equipment | TA | Tables |  | 261 | FQTA-261 | TABLE: square, 1050H, 500L | FQTA-069 | TABLE: square, 500W, counter height | 3 | ARCH-FFE | TRUE | FALSE | FALSE
FQ | Furniture and Non-medical Equipment | TA | Tables |  | 262 | FQTA-262 | TABLE: square, 1050H, 600L | FQTA-073 | TABLE: square, 600W, counter height | 3 | ARCH-FFE | TRUE | FALSE | FALSE
FQ | Furniture and Non-medical Equipment | TA | Tables |  | 263 | FQTA-263 | TABLE: square, 1050H, 700L |  |  | 3 | ARCH-FFE | TRUE | FALSE | FALSE
FQ | Furniture and Non-medical Equipment | TA | Tables |  | 264 | FQTA-264 | TABLE: square, 1050H, 750L |  |  | 3 | ARCH-FFE | TRUE | FALSE | FALSE
FQ | Furniture and Non-medical Equipment | TA | Tables |  | 265 | FQTA-265 | TABLE: square, 1050H, 900L | FQTA-078 | TABLE: square, 900W, counter height | 3 | ARCH-FFE | TRUE | FALSE | FALSE
FQ | Furniture and Non-medical Equipment | TA | Tables |  | 266 | FQTA-266 | TABLE: square, 1050H, 1000L |  |  | 3 | ARCH-FFE | TRUE | FALSE | FALSE
FQ | Furniture and Non-medical Equipment | TA | Tables |  | 267 | FQTA-267 | TABLE: square, 1050H, 1200L |  |  | 3 | ARCH-FFE | TRUE | FALSE | FALSE
FQ | Furniture and Non-medical Equipment | TA | Tables |  | 268 | FQTA-268 | TABLE: square, 1050H, 1500L |  |  | 3 | ARCH-FFE | TRUE | FALSE | FALSE
FQ | Furniture and Non-medical Equipment | TA | Tables |  | 269 | FQTA-269 | TABLE: square, 1050H, 1800L |  |  | 3 | ARCH-FFE | TRUE | FALSE | FALSE
FQ | Furniture and Non-medical Equipment | TA | Tables |  | 270 | FQTA-270 | TABLE: square, 1050H, 2100L |  |  | 3 | ARCH-FFE | TRUE | FALSE | FALSE
FQ | Furniture and Non-medical Equipment | TA | Tables |  | 281 | FQTA-281 | TABLE: square, custom height, 500L | FQTA-082 | TABLE: square, bespoke size | 3 | ARCH-FFE | TRUE | FALSE | FALSE
FQ | Furniture and Non-medical Equipment | TA | Tables |  | 282 | FQTA-282 | TABLE: square, custom height, 600L |  |  | 3 | ARCH-FFE | TRUE | FALSE | FALSE
FQ | Furniture and Non-medical Equipment | TA | Tables |  | 283 | FQTA-283 | TABLE: square, custom height, 700L |  |  | 3 | ARCH-FFE | TRUE | FALSE | FALSE
FQ | Furniture and Non-medical Equipment | TA | Tables |  | 284 | FQTA-284 | TABLE: square, custom height, 750L |  |  | 3 | ARCH-FFE | TRUE | FALSE | FALSE
FQ | Furniture and Non-medical Equipment | TA | Tables |  | 285 | FQTA-285 | TABLE: square, custom height, 900L |  |  | 3 | ARCH-FFE | TRUE | FALSE | FALSE
FQ | Furniture and Non-medical Equipment | TA | Tables |  | 286 | FQTA-286 | TABLE: square, custom height, 1000L |  |  | 3 | ARCH-FFE | TRUE | FALSE | FALSE
FQ | Furniture and Non-medical Equipment | TA | Tables |  | 287 | FQTA-287 | TABLE: square, custom height, 1200L |  |  | 3 | ARCH-FFE | TRUE | FALSE | FALSE
FQ | Furniture and Non-medical Equipment | TA | Tables |  | 288 | FQTA-288 | TABLE: square, custom height, 1500L |  |  | 3 | ARCH-FFE | TRUE | FALSE | FALSE
FQ | Furniture and Non-medical Equipment | TA | Tables |  | 289 | FQTA-289 | TABLE: square, custom height, 1800L |  |  | 3 | ARCH-FFE | TRUE | FALSE | FALSE
FQ | Furniture and Non-medical Equipment | TA | Tables |  | 290 | FQTA-290 | TABLE: square, custom height, 2100L |  |  | 3 | ARCH-FFE | TRUE | FALSE | FALSE
FQ | Furniture and Non-medical Equipment | TA | Tables |  | 301 | FQTA-301 | TABLE: oval, 450H, 900L x 600W |  |  | 3 | ARCH-FFE | TRUE | FALSE | FALSE
FQ | Furniture and Non-medical Equipment | TA | Tables |  | 302 | FQTA-302 | TABLE: oval, 450H, 900L x 750W |  |  | 3 | ARCH-FFE | TRUE | FALSE | FALSE
FQ | Furniture and Non-medical Equipment | TA | Tables |  | 303 | FQTA-303 | TABLE: oval, 450H, 1200L x 750W |  |  | 3 | ARCH-FFE | TRUE | FALSE | FALSE
FQ | Furniture and Non-medical Equipment | TA | Tables |  | 304 | FQTA-304 | TABLE: oval, 450H, 1200L x 900W |  |  | 3 | ARCH-FFE | TRUE | FALSE | FALSE
FQ | Furniture and Non-medical Equipment | TA | Tables |  | 305 | FQTA-305 | TABLE: oval, 450H, 1500L x 750W | FQTA-008 | TABLE: oval, 1500L, low height | 3 | ARCH-FFE | TRUE | FALSE | FALSE
FQ | Furniture and Non-medical Equipment | TA | Tables |  | 306 | FQTA-306 | TABLE: oval, 450H, 1500L x 900W |  |  | 3 | ARCH-FFE | TRUE | FALSE | FALSE
FQ | Furniture and Non-medical Equipment | TA | Tables |  | 307 | FQTA-307 | TABLE: oval, 450H, 1500L x 1200W |  |  | 3 | ARCH-FFE | TRUE | FALSE | FALSE
FQ | Furniture and Non-medical Equipment | TA | Tables |  | 308 | FQTA-308 | TABLE: oval, 450H, 1800L x 900W | FQTA-011 | TABLE: oval, 1800L, low height | 3 | ARCH-FFE | TRUE | FALSE | FALSE
FQ | Furniture and Non-medical Equipment | TA | Tables |  | 309 | FQTA-309 | TABLE: oval, 450H, 1800L x 1200W |  |  | 3 | ARCH-FFE | TRUE | FALSE | FALSE
FQ | Furniture and Non-medical Equipment | TA | Tables |  | 310 | FQTA-310 | TABLE: oval, 450H, 1800L x 1500W |  |  | 3 | ARCH-FFE | TRUE | FALSE | FALSE
FQ | Furniture and Non-medical Equipment | TA | Tables |  | 311 | FQTA-311 | TABLE: oval, 450H, 2100L x 1200W |  |  | 3 | ARCH-FFE | TRUE | FALSE | FALSE
FQ | Furniture and Non-medical Equipment | TA | Tables |  | 312 | FQTA-312 | TABLE: oval, 450H, 2400L x 1200W |  |  | 3 | ARCH-FFE | TRUE | FALSE | FALSE
FQ | Furniture and Non-medical Equipment | TA | Tables |  | 321 | FQTA-321 | TABLE: oval, 750H, 900L x 600W |  |  | 3 | ARCH-FFE | TRUE | FALSE | FALSE
FQ | Furniture and Non-medical Equipment | TA | Tables |  | 322 | FQTA-322 | TABLE: oval, 750H, 900L x 750W |  |  | 3 | ARCH-FFE | TRUE | FALSE | FALSE
FQ | Furniture and Non-medical Equipment | TA | Tables |  | 323 | FQTA-323 | TABLE: oval, 750H, 1200L x 750W |  |  | 3 | ARCH-FFE | TRUE | FALSE | FALSE
FQ | Furniture and Non-medical Equipment | TA | Tables |  | 324 | FQTA-324 | TABLE: oval, 750H, 1200L x 900W |  |  | 3 | ARCH-FFE | TRUE | FALSE | FALSE
FQ | Furniture and Non-medical Equipment | TA | Tables |  | 325 | FQTA-325 | TABLE: oval, 750H, 1500L x 750W | FQTA-007 | TABLE: oval, 1500L, dining height | 3 | ARCH-FFE | TRUE | FALSE | FALSE
FQ | Furniture and Non-medical Equipment | TA | Tables |  | 326 | FQTA-326 | TABLE: oval, 750H, 1500L x 900W |  |  | 3 | ARCH-FFE | TRUE | FALSE | FALSE
FQ | Furniture and Non-medical Equipment | TA | Tables |  | 327 | FQTA-327 | TABLE: oval, 750H, 1500L x 1200W |  |  | 3 | ARCH-FFE | TRUE | FALSE | FALSE
FQ | Furniture and Non-medical Equipment | TA | Tables |  | 328 | FQTA-328 | TABLE: oval, 750H, 1800L x 900W | FQTA-010 | TABLE: oval, 1800L, dining height | 3 | ARCH-FFE | TRUE | FALSE | FALSE
FQ | Furniture and Non-medical Equipment | TA | Tables |  | 329 | FQTA-329 | TABLE: oval, 750H, 1800L x 1200W |  |  | 3 | ARCH-FFE | TRUE | FALSE | FALSE
FQ | Furniture and Non-medical Equipment | TA | Tables |  | 330 | FQTA-330 | TABLE: oval, 750H, 1800L x 1500W |  |  | 3 | ARCH-FFE | TRUE | FALSE | FALSE
FQ | Furniture and Non-medical Equipment | TA | Tables |  | 331 | FQTA-331 | TABLE: oval, 750H, 2100L x 1200W |  |  | 3 | ARCH-FFE | TRUE | FALSE | FALSE
FQ | Furniture and Non-medical Equipment | TA | Tables |  | 332 | FQTA-332 | TABLE: oval, 750H, 2400L x 1200W |  |  | 3 | ARCH-FFE | TRUE | FALSE | FALSE
FQ | Furniture and Non-medical Equipment | TA | Tables |  | 341 | FQTA-341 | TABLE: oval, 900H, 900L x 600W |  |  | 3 | ARCH-FFE | TRUE | FALSE | FALSE
FQ | Furniture and Non-medical Equipment | TA | Tables |  | 342 | FQTA-342 | TABLE: oval, 900H, 900L x 750W |  |  | 3 | ARCH-FFE | TRUE | FALSE | FALSE
FQ | Furniture and Non-medical Equipment | TA | Tables |  | 343 | FQTA-343 | TABLE: oval, 900H, 1200L x 750W |  |  | 3 | ARCH-FFE | TRUE | FALSE | FALSE
FQ | Furniture and Non-medical Equipment | TA | Tables |  | 344 | FQTA-344 | TABLE: oval, 900H, 1200L x 900W |  |  | 3 | ARCH-FFE | TRUE | FALSE | FALSE
FQ | Furniture and Non-medical Equipment | TA | Tables |  | 345 | FQTA-345 | TABLE: oval, 900H, 1500L x 750W | FQTA-009 | TABLE: oval, 1500L, work height | 3 | ARCH-FFE | TRUE | FALSE | FALSE
FQ | Furniture and Non-medical Equipment | TA | Tables |  | 346 | FQTA-346 | TABLE: oval, 900H, 1500L x 900W |  |  | 3 | ARCH-FFE | TRUE | FALSE | FALSE
FQ | Furniture and Non-medical Equipment | TA | Tables |  | 347 | FQTA-347 | TABLE: oval, 900H, 1500L x 1200W |  |  | 3 | ARCH-FFE | TRUE | FALSE | FALSE
FQ | Furniture and Non-medical Equipment | TA | Tables |  | 348 | FQTA-348 | TABLE: oval, 900H, 1800L x 900W | FQTA-012 | TABLE: oval, 1800L, work height | 3 | ARCH-FFE | TRUE | FALSE | FALSE
FQ | Furniture and Non-medical Equipment | TA | Tables |  | 349 | FQTA-349 | TABLE: oval, 900H, 1800L x 1200W |  |  | 3 | ARCH-FFE | TRUE | FALSE | FALSE
FQ | Furniture and Non-medical Equipment | TA | Tables |  | 350 | FQTA-350 | TABLE: oval, 900H, 1800L x 1500W |  |  | 3 | ARCH-FFE | TRUE | FALSE | FALSE
FQ | Furniture and Non-medical Equipment | TA | Tables |  | 351 | FQTA-351 | TABLE: oval, 900H, 2100L x 1200W |  |  | 3 | ARCH-FFE | TRUE | FALSE | FALSE
FQ | Furniture and Non-medical Equipment | TA | Tables |  | 352 | FQTA-352 | TABLE: oval, 900H, 2400L x 1200W |  |  | 3 | ARCH-FFE | TRUE | FALSE | FALSE
FQ | Furniture and Non-medical Equipment | TA | Tables |  | 361 | FQTA-361 | TABLE: oval, 1050H, 900L x 600W |  |  | 3 | ARCH-FFE | TRUE | FALSE | FALSE
FQ | Furniture and Non-medical Equipment | TA | Tables |  | 362 | FQTA-362 | TABLE: oval, 1050H, 900L x 750W |  |  | 3 | ARCH-FFE | TRUE | FALSE | FALSE
FQ | Furniture and Non-medical Equipment | TA | Tables |  | 363 | FQTA-363 | TABLE: oval, 1050H, 1200L x 750W |  |  | 3 | ARCH-FFE | TRUE | FALSE | FALSE
FQ | Furniture and Non-medical Equipment | TA | Tables |  | 364 | FQTA-364 | TABLE: oval, 1050H, 1200L x 900W |  |  | 3 | ARCH-FFE | TRUE | FALSE | FALSE
FQ | Furniture and Non-medical Equipment | TA | Tables |  | 365 | FQTA-365 | TABLE: oval, 1050H, 1500L x 750W |  |  | 3 | ARCH-FFE | TRUE | FALSE | FALSE
FQ | Furniture and Non-medical Equipment | TA | Tables |  | 366 | FQTA-366 | TABLE: oval, 1050H, 1500L x 900W |  |  | 3 | ARCH-FFE | TRUE | FALSE | FALSE
FQ | Furniture and Non-medical Equipment | TA | Tables |  | 367 | FQTA-367 | TABLE: oval, 1050H, 1500L x 1200W |  |  | 3 | ARCH-FFE | TRUE | FALSE | FALSE
FQ | Furniture and Non-medical Equipment | TA | Tables |  | 368 | FQTA-368 | TABLE: oval, 1050H, 1800L x 900W |  |  | 3 | ARCH-FFE | TRUE | FALSE | FALSE
FQ | Furniture and Non-medical Equipment | TA | Tables |  | 369 | FQTA-369 | TABLE: oval, 1050H, 1800L x 1200W |  |  | 3 | ARCH-FFE | TRUE | FALSE | FALSE
FQ | Furniture and Non-medical Equipment | TA | Tables |  | 370 | FQTA-370 | TABLE: oval, 1050H, 1800L x 1500W |  |  | 3 | ARCH-FFE | TRUE | FALSE | FALSE
FQ | Furniture and Non-medical Equipment | TA | Tables |  | 371 | FQTA-371 | TABLE: oval, 1050H, 2100L x 1200W |  |  | 3 | ARCH-FFE | TRUE | FALSE | FALSE
FQ | Furniture and Non-medical Equipment | TA | Tables |  | 372 | FQTA-372 | TABLE: oval, 1050H, 2400L x 1200W |  |  | 3 | ARCH-FFE | TRUE | FALSE | FALSE
FQ | Furniture and Non-medical Equipment | TA | Tables |  | 381 | FQTA-381 | TABLE: oval, custom height, 900L x 600W |  |  | 3 | ARCH-FFE | TRUE | FALSE | FALSE
FQ | Furniture and Non-medical Equipment | TA | Tables |  | 382 | FQTA-382 | TABLE: oval, custom height, 900L x 750W |  |  | 3 | ARCH-FFE | TRUE | FALSE | FALSE
FQ | Furniture and Non-medical Equipment | TA | Tables |  | 383 | FQTA-383 | TABLE: oval, custom height, 1200L x 750W |  |  | 3 | ARCH-FFE | TRUE | FALSE | FALSE
FQ | Furniture and Non-medical Equipment | TA | Tables |  | 384 | FQTA-384 | TABLE: oval, custom height, 1200L x 900W |  |  | 3 | ARCH-FFE | TRUE | FALSE | FALSE
FQ | Furniture and Non-medical Equipment | TA | Tables |  | 385 | FQTA-385 | TABLE: oval, custom height, 1500L x 750W |  |  | 3 | ARCH-FFE | TRUE | FALSE | FALSE
FQ | Furniture and Non-medical Equipment | TA | Tables |  | 386 | FQTA-386 | TABLE: oval, custom height, 1500L x 900W |  |  | 3 | ARCH-FFE | TRUE | FALSE | FALSE
FQ | Furniture and Non-medical Equipment | TA | Tables |  | 387 | FQTA-387 | TABLE: oval, custom height, 1500L x 1200W |  |  | 3 | ARCH-FFE | TRUE | FALSE | FALSE
FQ | Furniture and Non-medical Equipment | TA | Tables |  | 388 | FQTA-388 | TABLE: oval, custom height, 1800L x 900W |  |  | 3 | ARCH-FFE | TRUE | FALSE | FALSE
FQ | Furniture and Non-medical Equipment | TA | Tables |  | 389 | FQTA-389 | TABLE: oval, custom height, 1800L x 1200W |  |  | 3 | ARCH-FFE | TRUE | FALSE | FALSE
FQ | Furniture and Non-medical Equipment | TA | Tables |  | 390 | FQTA-390 | TABLE: oval, custom height, 1800L x 1500W |  |  | 3 | ARCH-FFE | TRUE | FALSE | FALSE
FQ | Furniture and Non-medical Equipment | TA | Tables |  | 391 | FQTA-391 | TABLE: oval, custom height, 2100L x 1200W |  |  | 3 | ARCH-FFE | TRUE | FALSE | FALSE
FQ | Furniture and Non-medical Equipment | TA | Tables |  | 392 | FQTA-392 | TABLE: oval, custom height, 2400L x 1200W |  |  | 3 | ARCH-FFE | TRUE | FALSE | FALSE
FQ | Furniture and Non-medical Equipment | TA | Tables |  | 401 | FQTA-401 | TABLE: round, 450H, 500 diameter | FQTA-049 | TABLE: round, 500 diam, low height | 3 | ARCH-FFE | TRUE | FALSE | FALSE
FQ | Furniture and Non-medical Equipment | TA | Tables |  | 402 | FQTA-402 | TABLE: round, 450H, 600 diameter | FQTA-053 | TABLE: round, 600 diam, low height | 3 | ARCH-FFE | TRUE | FALSE | FALSE
FQ | Furniture and Non-medical Equipment | TA | Tables |  | 403 | FQTA-403 | TABLE: round, 450H, 700 diameter |  |  | 3 | ARCH-FFE | TRUE | FALSE | FALSE
FQ | Furniture and Non-medical Equipment | TA | Tables |  | 404 | FQTA-404 | TABLE: round, 450H, 750 diameter |  |  | 3 | ARCH-FFE | TRUE | FALSE | FALSE
FQ | Furniture and Non-medical Equipment | TA | Tables |  | 405 | FQTA-405 | TABLE: round, 450H, 900 diameter | FQTA-056 | TABLE: round, 900 diam, low height | 3 | ARCH-FFE | TRUE | FALSE | FALSE
FQ | Furniture and Non-medical Equipment | TA | Tables |  | 406 | FQTA-406 | TABLE: round, 450H, 1000 diameter |  |  | 3 | ARCH-FFE | TRUE | FALSE | FALSE
FQ | Furniture and Non-medical Equipment | TA | Tables |  | 407 | FQTA-407 | TABLE: round, 450H, 1200 diameter | FQTA-039 | TABLE: round, 1200 diam, low height | 3 | ARCH-FFE | TRUE | FALSE | FALSE
FQ | Furniture and Non-medical Equipment | TA | Tables |  | 408 | FQTA-408 | TABLE: round, 450H, 1500 diameter | FQTA-042 | TABLE: round, 1500 diam, low height | 3 | ARCH-FFE | TRUE | FALSE | FALSE
FQ | Furniture and Non-medical Equipment | TA | Tables |  | 409 | FQTA-409 | TABLE: round, 450H, 1800 diameter | FQTA-045 | TABLE: round, 1800 diam, low height | 3 | ARCH-FFE | TRUE | FALSE | FALSE
FQ | Furniture and Non-medical Equipment | TA | Tables |  | 410 | FQTA-410 | TABLE: round, 450H, 2100 diameter |  |  | 3 | ARCH-FFE | TRUE | FALSE | FALSE
FQ | Furniture and Non-medical Equipment | TA | Tables |  | 421 | FQTA-421 | TABLE: round, 750H, 500 diameter | FQTA-048 | TABLE: round, 500 diam, dining height | 3 | ARCH-FFE | TRUE | FALSE | FALSE
FQ | Furniture and Non-medical Equipment | TA | Tables |  | 422 | FQTA-422 | TABLE: round, 750H, 600 diameter | FQTA-052 | TABLE: round, 600 diam, dining height | 3 | ARCH-FFE | TRUE | FALSE | FALSE
FQ | Furniture and Non-medical Equipment | TA | Tables |  | 423 | FQTA-423 | TABLE: round, 750H, 700 diameter |  |  | 3 | ARCH-FFE | TRUE | FALSE | FALSE
FQ | Furniture and Non-medical Equipment | TA | Tables |  | 424 | FQTA-424 | TABLE: round, 750H, 750 diameter |  |  | 3 | ARCH-FFE | TRUE | FALSE | FALSE
FQ | Furniture and Non-medical Equipment | TA | Tables |  | 425 | FQTA-425 | TABLE: round, 750H, 900 diameter |  |  | 3 | ARCH-FFE | TRUE | FALSE | FALSE
FQ | Furniture and Non-medical Equipment | TA | Tables |  | 426 | FQTA-426 | TABLE: round, 750H, 1000 diameter |  |  | 3 | ARCH-FFE | TRUE | FALSE | FALSE
FQ | Furniture and Non-medical Equipment | TA | Tables |  | 427 | FQTA-427 | TABLE: round, 750H, 1200 diameter |  |  | 3 | ARCH-FFE | TRUE | FALSE | FALSE
FQ | Furniture and Non-medical Equipment | TA | Tables |  | 428 | FQTA-428 | TABLE: round, 750H, 1500 diameter |  |  | 3 | ARCH-FFE | TRUE | FALSE | FALSE
FQ | Furniture and Non-medical Equipment | TA | Tables |  | 429 | FQTA-429 | TABLE: round, 750H, 1800 diameter |  |  | 3 | ARCH-FFE | TRUE | FALSE | FALSE
FQ | Furniture and Non-medical Equipment | TA | Tables |  | 430 | FQTA-430 | TABLE: round, 750H, 2100 diameter |  |  | 3 | ARCH-FFE | TRUE | FALSE | FALSE
FQ | Furniture and Non-medical Equipment | TA | Tables |  | 441 | FQTA-441 | TABLE: round, 900H, 500 diameter | FQTA-050 | TABLE: round, 500 diam, work height | 3 | ARCH-FFE | TRUE | FALSE | FALSE
FQ | Furniture and Non-medical Equipment | TA | Tables |  | 442 | FQTA-442 | TABLE: round, 900H, 600 diameter | FQTA-054 | TABLE: round, 600 diam, work height | 3 | ARCH-FFE | TRUE | FALSE | FALSE
FQ | Furniture and Non-medical Equipment | TA | Tables |  | 443 | FQTA-443 | TABLE: round, 900H, 700 diameter |  |  | 3 | ARCH-FFE | TRUE | FALSE | FALSE
FQ | Furniture and Non-medical Equipment | TA | Tables |  | 444 | FQTA-444 | TABLE: round, 900H, 750 diameter |  |  | 3 | ARCH-FFE | TRUE | FALSE | FALSE
FQ | Furniture and Non-medical Equipment | TA | Tables |  | 445 | FQTA-445 | TABLE: round, 900H, 900 diameter | FQTA-057 | TABLE: round, 900 diam, work height | 3 | ARCH-FFE | TRUE | FALSE | FALSE
FQ | Furniture and Non-medical Equipment | TA | Tables |  | 446 | FQTA-446 | TABLE: round, 900H, 1000 diameter |  |  | 3 | ARCH-FFE | TRUE | FALSE | FALSE
FQ | Furniture and Non-medical Equipment | TA | Tables |  | 447 | FQTA-447 | TABLE: round, 900H, 1200 diameter | FQTA-040 | TABLE: round, 1200 diam, work height | 3 | ARCH-FFE | TRUE | FALSE | FALSE
FQ | Furniture and Non-medical Equipment | TA | Tables |  | 448 | FQTA-448 | TABLE: round, 900H, 1500 diameter | FQTA-043 | TABLE: round, 1500 diam, work height | 3 | ARCH-FFE | TRUE | FALSE | FALSE
FQ | Furniture and Non-medical Equipment | TA | Tables |  | 449 | FQTA-449 | TABLE: round, 900H, 1800 diameter | FQTA-046 | TABLE: round, 1800 diam, work height | 3 | ARCH-FFE | TRUE | FALSE | FALSE
FQ | Furniture and Non-medical Equipment | TA | Tables |  | 450 | FQTA-450 | TABLE: round, 900H, 2100 diameter |  |  | 3 | ARCH-FFE | TRUE | FALSE | FALSE
FQ | Furniture and Non-medical Equipment | TA | Tables |  | 461 | FQTA-461 | TABLE: round, 1050H, 500 diameter | FQTA-047 | TABLE: round, 500 diam, counter height | 3 | ARCH-FFE | TRUE | FALSE | FALSE
FQ | Furniture and Non-medical Equipment | TA | Tables |  | 462 | FQTA-462 | TABLE: round, 1050H, 600 diameter | FQTA-051 | TABLE: round, 600 diam, counter height | 3 | ARCH-FFE | TRUE | FALSE | FALSE
FQ | Furniture and Non-medical Equipment | TA | Tables |  | 463 | FQTA-463 | TABLE: round, 1050H, 700 diameter |  |  | 3 | ARCH-FFE | TRUE | FALSE | FALSE
FQ | Furniture and Non-medical Equipment | TA | Tables |  | 464 | FQTA-464 | TABLE: round, 1050H, 750 diameter |  |  | 3 | ARCH-FFE | TRUE | FALSE | FALSE
FQ | Furniture and Non-medical Equipment | TA | Tables |  | 465 | FQTA-465 | TABLE: round, 1050H, 900 diameter |  |  | 3 | ARCH-FFE | TRUE | FALSE | FALSE
FQ | Furniture and Non-medical Equipment | TA | Tables |  | 466 | FQTA-466 | TABLE: round, 1050H, 1000 diameter |  |  | 3 | ARCH-FFE | TRUE | FALSE | FALSE
FQ | Furniture and Non-medical Equipment | TA | Tables |  | 467 | FQTA-467 | TABLE: round, 1050H, 1200 diameter | FQTA-037 | TABLE: round, 1200 diam, counter height | 3 | ARCH-FFE | TRUE | FALSE | FALSE
FQ | Furniture and Non-medical Equipment | TA | Tables |  | 468 | FQTA-468 | TABLE: round, 1050H, 1500 diameter |  |  | 3 | ARCH-FFE | TRUE | FALSE | FALSE
FQ | Furniture and Non-medical Equipment | TA | Tables |  | 469 | FQTA-469 | TABLE: round, 1050H, 1800 diameter |  |  | 3 | ARCH-FFE | TRUE | FALSE | FALSE
FQ | Furniture and Non-medical Equipment | TA | Tables |  | 470 | FQTA-470 | TABLE: round, 1050H, 2100 diameter |  |  | 3 | ARCH-FFE | TRUE | FALSE | FALSE
FQ | Furniture and Non-medical Equipment | TA | Tables |  | 481 | FQTA-481 | TABLE: round, custom height, 500 diameter | FQTA-058 | TABLE: round, bespoke size | 3 | ARCH-FFE | TRUE | FALSE | FALSE
FQ | Furniture and Non-medical Equipment | TA | Tables |  | 482 | FQTA-482 | TABLE: round, custom height, 600 diameter |  |  | 3 | ARCH-FFE | TRUE | FALSE | FALSE
FQ | Furniture and Non-medical Equipment | TA | Tables |  | 483 | FQTA-483 | TABLE: round, custom height, 700 diameter |  |  | 3 | ARCH-FFE | TRUE | FALSE | FALSE
FQ | Furniture and Non-medical Equipment | TA | Tables |  | 484 | FQTA-484 | TABLE: round, custom height, 750 diameter |  |  | 3 | ARCH-FFE | TRUE | FALSE | FALSE
FQ | Furniture and Non-medical Equipment | TA | Tables |  | 485 | FQTA-485 | TABLE: round, custom height, 900 diameter |  |  | 3 | ARCH-FFE | TRUE | FALSE | FALSE
FQ | Furniture and Non-medical Equipment | TA | Tables |  | 486 | FQTA-486 | TABLE: round, custom height, 1000 diameter |  |  | 3 | ARCH-FFE | TRUE | FALSE | FALSE
FQ | Furniture and Non-medical Equipment | TA | Tables |  | 487 | FQTA-487 | TABLE: round, custom height, 1200 diameter |  |  | 3 | ARCH-FFE | TRUE | FALSE | FALSE
FQ | Furniture and Non-medical Equipment | TA | Tables |  | 488 | FQTA-488 | TABLE: round, custom height, 1500 diameter |  |  | 3 | ARCH-FFE | TRUE | FALSE | FALSE
FQ | Furniture and Non-medical Equipment | TA | Tables |  | 489 | FQTA-489 | TABLE: round, custom height, 1800 diameter |  |  | 3 | ARCH-FFE | TRUE | FALSE | FALSE
FQ | Furniture and Non-medical Equipment | TA | Tables |  | 490 | FQTA-490 | TABLE: round, custom height, 2100 diameter |  |  | 3 | ARCH-FFE | TRUE | FALSE | FALSE
FQ | Furniture and Non-medical Equipment | TA | Tables | FQTA-123 | 01 | FQTA-123.01 | TABLE: rectangular, 750H, 1200L x 750W |  |  | 3 | ARCH-FFE | TRUE | FALSE | FALSE
FQ | Furniture and Non-medical Equipment | TA | Tables | FQTA-123 | 02 | FQTA-123.02 | TABLE: rectangular, 750H, 1200L x 750W, on casters |  |  | 3 | ARCH-FFE | TRUE | FALSE | FALSE
FQ | Furniture and Non-medical Equipment | TA | Tables | FQTA-123 | 03 | FQTA-123.03 | TABLE: rectangular, 750H, 1200L x 750W, folding |  |  | 3 | ARCH-FFE | TRUE | FALSE | FALSE
FQ | Furniture and Non-medical Equipment | TA | Tables | FQTA-123 | 04 | FQTA-123.04 | TABLE: rectangular, 750H, 1200L x 750W, folding, on casters |  |  | 3 | ARCH-FFE | TRUE | FALSE | FALSE
FQ | Furniture and Non-medical Equipment | TA | Tables | FQTA-124 | 01 | FQTA-124.01 | TABLE: rectangular, 750H, 1200L x 900W | FQTA-015 | TABLE: rectangular, 1200L x 900W, dining height | 3 | ARCH-FFE | TRUE | FALSE | FALSE
FQ | Furniture and Non-medical Equipment | TA | Tables | FQTA-124 | 02 | FQTA-124.02 | TABLE: rectangular, 750H, 1200L x 900W, on casters |  |  | 3 | ARCH-FFE | TRUE | FALSE | FALSE
FQ | Furniture and Non-medical Equipment | TA | Tables | FQTA-124 | 03 | FQTA-124.03 | TABLE: rectangular, 750H, 1200L x 900W, folding |  |  | 3 | ARCH-FFE | TRUE | FALSE | FALSE
FQ | Furniture and Non-medical Equipment | TA | Tables | FQTA-124 | 04 | FQTA-124.04 | TABLE: rectangular, 750H, 1200L x 900W, folding, on casters | FQTA-086 | TABLE: meeting room, folding | 3 | ARCH-FFE | TRUE | FALSE | TRUE
FQ | Furniture and Non-medical Equipment | TA | Tables | FQTA-125 | 01 | FQTA-125.01 | TABLE: rectangular, 750H, 1500L x 750W |  |  | 3 | ARCH-FFE | TRUE | FALSE | FALSE
FQ | Furniture and Non-medical Equipment | TA | Tables | FQTA-125 | 02 | FQTA-125.02 | TABLE: rectangular, 750H, 1500L x 750W, on casters |  |  | 3 | ARCH-FFE | TRUE | FALSE | FALSE
FQ | Furniture and Non-medical Equipment | TA | Tables | FQTA-125 | 03 | FQTA-125.03 | TABLE: rectangular, 750H, 1500L x 750W, folding |  |  | 3 | ARCH-FFE | TRUE | FALSE | FALSE
FQ | Furniture and Non-medical Equipment | TA | Tables | FQTA-125 | 04 | FQTA-125.04 | TABLE: rectangular, 750H, 1500L x 750W, folding, on casters |  |  | 3 | ARCH-FFE | TRUE | FALSE | TRUE
FQ | Furniture and Non-medical Equipment | TA | Tables | FQTA-126 | 01 | FQTA-126.01 | TABLE: rectangular, 750H, 1500L x 900W | FQTA-021 | TABLE: rectangular, 1500L x 900W, dining height | 3 | ARCH-FFE | TRUE | FALSE | FALSE
FQ | Furniture and Non-medical Equipment | TA | Tables | FQTA-126 | 02 | FQTA-126.02 | TABLE: rectangular, 750H, 1500L x 900W, on casters |  |  | 3 | ARCH-FFE | TRUE | FALSE | FALSE
FQ | Furniture and Non-medical Equipment | TA | Tables | FQTA-126 | 03 | FQTA-126.03 | TABLE: rectangular, 750H, 1500L x 900W, folding |  |  | 3 | ARCH-FFE | TRUE | FALSE | FALSE
FQ | Furniture and Non-medical Equipment | TA | Tables | FQTA-126 | 04 | FQTA-126.04 | TABLE: rectangular, 750H, 1500L x 900W, folding, on casters |  |  | 3 | ARCH-FFE | TRUE | FALSE | FALSE
FQ | Furniture and Non-medical Equipment | TA | Tables | FQTA-127 | 01 | FQTA-127.01 | TABLE: rectangular, 750H, 1500L x 1200W | FQTA-018 | TABLE: rectangular, 1500L x 1200W, dining height | 3 | ARCH-FFE | TRUE | FALSE | FALSE
FQ | Furniture and Non-medical Equipment | TA | Tables | FQTA-127 | 02 | FQTA-127.02 | TABLE: rectangular, 750H, 1500L x 1200W, on casters |  |  | 3 | ARCH-FFE | TRUE | FALSE | FALSE
FQ | Furniture and Non-medical Equipment | TA | Tables | FQTA-127 | 03 | FQTA-127.03 | TABLE: rectangular, 750H, 1500L x 1200W, folding |  |  | 3 | ARCH-FFE | TRUE | FALSE | FALSE
FQ | Furniture and Non-medical Equipment | TA | Tables | FQTA-127 | 04 | FQTA-127.04 | TABLE: rectangular, 750H, 1500L x 1200W, folding, on casters |  |  | 3 | ARCH-FFE | TRUE | FALSE | FALSE
FQ | Furniture and Non-medical Equipment | TA | Tables | FQTA-128 | 01 | FQTA-128.01 | TABLE: rectangular, 750H, 1800L x 900W |  |  | 3 | ARCH-FFE | TRUE | FALSE | FALSE
FQ | Furniture and Non-medical Equipment | TA | Tables | FQTA-128 | 02 | FQTA-128.02 | TABLE: rectangular, 750H, 1800L x 900W, on casters |  |  | 3 | ARCH-FFE | TRUE | FALSE | FALSE
FQ | Furniture and Non-medical Equipment | TA | Tables | FQTA-128 | 03 | FQTA-128.03 | TABLE: rectangular, 750H, 1800L x 900W, folding |  |  | 3 | ARCH-FFE | TRUE | FALSE | FALSE
FQ | Furniture and Non-medical Equipment | TA | Tables | FQTA-128 | 04 | FQTA-128.04 | TABLE: rectangular, 750H, 1800L x 900W, folding, on casters |  |  | 3 | ARCH-FFE | TRUE | FALSE | FALSE
FQ | Furniture and Non-medical Equipment | TA | Tables | FQTA-129 | 01 | FQTA-129.01 | TABLE: rectangular, 750H, 1800L x 1200W |  |  | 3 | ARCH-FFE | TRUE | FALSE | FALSE
FQ | Furniture and Non-medical Equipment | TA | Tables | FQTA-129 | 02 | FQTA-129.02 | TABLE: rectangular, 750H, 1800L x 1200W, on casters |  |  | 3 | ARCH-FFE | TRUE | FALSE | FALSE
FQ | Furniture and Non-medical Equipment | TA | Tables | FQTA-129 | 03 | FQTA-129.03 | TABLE: rectangular, 750H, 1800L x 1200W, folding |  |  | 3 | ARCH-FFE | TRUE | FALSE | FALSE
FQ | Furniture and Non-medical Equipment | TA | Tables | FQTA-129 | 04 | FQTA-129.04 | TABLE: rectangular, 750H, 1800L x 1200W, folding, on casters |  |  | 3 | ARCH-FFE | TRUE | FALSE | FALSE
FQ | Furniture and Non-medical Equipment | TA | Tables | FQTA-225 | 01 | FQTA-225.01 | TABLE: square, 750H, 900L | FQTA-079 | TABLE: square, 900W, dining height | 3 | ARCH-FFE | TRUE | FALSE | FALSE
FQ | Furniture and Non-medical Equipment | TA | Tables | FQTA-225 | 02 | FQTA-225.02 | TABLE: square, 750H, 900L, on casters |  |  | 3 | ARCH-FFE | TRUE | FALSE | FALSE
FQ | Furniture and Non-medical Equipment | TA | Tables | FQTA-225 | 03 | FQTA-225.03 | TABLE: square, 750H, 900L, folding |  |  | 3 | ARCH-FFE | TRUE | FALSE | FALSE
FQ | Furniture and Non-medical Equipment | TA | Tables | FQTA-225 | 04 | FQTA-225.04 | TABLE: square, 750H, 900L, folding, on casters |  |  | 3 | ARCH-FFE | TRUE | FALSE | FALSE
FQ | Furniture and Non-medical Equipment | TA | Tables | FQTA-226 | 01 | FQTA-226.01 | TABLE: square, 750H, 1000L |  |  | 3 | ARCH-FFE | TRUE | FALSE | FALSE
FQ | Furniture and Non-medical Equipment | TA | Tables | FQTA-226 | 02 | FQTA-226.02 | TABLE: square, 750H, 1000L, on casters |  |  | 3 | ARCH-FFE | TRUE | FALSE | FALSE
FQ | Furniture and Non-medical Equipment | TA | Tables | FQTA-226 | 03 | FQTA-226.03 | TABLE: square, 750H, 1000L, folding |  |  | 3 | ARCH-FFE | TRUE | FALSE | FALSE
FQ | Furniture and Non-medical Equipment | TA | Tables | FQTA-226 | 04 | FQTA-226.04 | TABLE: square, 750H, 1000L, folding, on casters |  |  | 3 | ARCH-FFE | TRUE | FALSE | FALSE
FQ | Furniture and Non-medical Equipment | TA | Tables | FQTA-226 | 05 | FQTA-226.05 | TABLE: square, 750H nom, 1000L, adjustable height |  |  | 3 | ARCH-FFE | TRUE | FALSE | FALSE
FQ | Furniture and Non-medical Equipment | TA | Tables | FQTA-227 | 01 | FQTA-227.01 | TABLE: square, 750H, 1200L | FQTA-060 | TABLE: square, 1200W, dining height | 3 | ARCH-FFE | TRUE | FALSE | FALSE
FQ | Furniture and Non-medical Equipment | TA | Tables | FQTA-227 | 02 | FQTA-227.02 | TABLE: square, 750H, 1200L, on casters |  |  | 3 | ARCH-FFE | TRUE | FALSE | FALSE
FQ | Furniture and Non-medical Equipment | TA | Tables | FQTA-227 | 03 | FQTA-227.03 | TABLE: square, 750H, 1200L, folding |  |  | 3 | ARCH-FFE | TRUE | FALSE | FALSE
FQ | Furniture and Non-medical Equipment | TA | Tables | FQTA-227 | 04 | FQTA-227.04 | TABLE: square, 750H, 1200L, folding, on casters |  |  | 3 | ARCH-FFE | TRUE | FALSE | FALSE
FQ | Furniture and Non-medical Equipment | TA | Tables | FQTA-227 | 05 | FQTA-227.05 | TABLE: square, 750H nom, 1200L, adjustable height |  |  | 3 | ARCH-FFE | TRUE | FALSE | FALSE
FQ | Furniture and Non-medical Equipment | TA | Tables | FQTA-228 | 01 | FQTA-228.01 | TABLE: square, 750H, 1500L | FQTA-063 | TABLE: square, 1500W, dining height | 3 | ARCH-FFE | TRUE | FALSE | FALSE
FQ | Furniture and Non-medical Equipment | TA | Tables | FQTA-228 | 02 | FQTA-228.02 | TABLE: square, 750H, 1500L, on casters |  |  | 3 | ARCH-FFE | TRUE | FALSE | FALSE
FQ | Furniture and Non-medical Equipment | TA | Tables | FQTA-229 | 01 | FQTA-229.01 | TABLE: square, 750H, 1800L | FQTA-066 | TABLE: square, 1800W, dining height | 3 | ARCH-FFE | TRUE | FALSE | FALSE
FQ | Furniture and Non-medical Equipment | TA | Tables | FQTA-229 | 02 | FQTA-229.02 | TABLE: square, 750H, 1800L, on casters |  |  | 3 | ARCH-FFE | TRUE | FALSE | FALSE
FQ | Furniture and Non-medical Equipment | TA | Tables | FQTA-230 | 01 | FQTA-230.01 | TABLE: square, 750H, 2100L |  |  | 3 | ARCH-FFE | TRUE | FALSE | FALSE
FQ | Furniture and Non-medical Equipment | TA | Tables | FQTA-230 | 02 | FQTA-230.02 | TABLE: square, 750H, 2100L, on casters |  |  | 3 | ARCH-FFE | TRUE | FALSE | FALSE
FQ | Furniture and Non-medical Equipment | TA | Tables | FQTA-425 | 01 | FQTA-425.01 | TABLE: round, 750H, 900 diameter | FQTA-055 | TABLE: round, 900 diam, dining height | 3 | ARCH-FFE | TRUE | FALSE | TRUE
FQ | Furniture and Non-medical Equipment | TA | Tables | FQTA-425 | 02 | FQTA-425.02 | TABLE: round, 750H, 900 diameter, on casters |  |  | 3 | ARCH-FFE | TRUE | FALSE | FALSE
FQ | Furniture and Non-medical Equipment | TA | Tables | FQTA-425 | 03 | FQTA-425.03 | TABLE: round, 750H, 900 diameter, folding |  |  | 3 | ARCH-FFE | TRUE | FALSE | FALSE
FQ | Furniture and Non-medical Equipment | TA | Tables | FQTA-425 | 04 | FQTA-425.04 | TABLE: round, 750H, 900 diameter, folding, on casters |  |  | 3 | ARCH-FFE | TRUE | FALSE | FALSE
FQ | Furniture and Non-medical Equipment | TA | Tables | FQTA-426 | 01 | FQTA-426.01 | TABLE: round, 750H, 1000 diameter |  |  | 3 | ARCH-FFE | TRUE | FALSE | FALSE
FQ | Furniture and Non-medical Equipment | TA | Tables | FQTA-426 | 02 | FQTA-426.02 | TABLE: round, 750H, 1000 diameter, on casters |  |  | 3 | ARCH-FFE | TRUE | FALSE | FALSE
FQ | Furniture and Non-medical Equipment | TA | Tables | FQTA-426 | 03 | FQTA-426.03 | TABLE: round, 750H, 1000 diameter, folding |  |  | 3 | ARCH-FFE | TRUE | FALSE | FALSE
FQ | Furniture and Non-medical Equipment | TA | Tables | FQTA-426 | 04 | FQTA-426.04 | TABLE: round, 750H, 1000 diameter, folding, on casters |  |  | 3 | ARCH-FFE | TRUE | FALSE | FALSE
FQ | Furniture and Non-medical Equipment | TA | Tables | FQTA-426 | 05 | FQTA-426.05 | TABLE: round, 750H nom, 1000 diameter, adjustable height |  |  | 3 | ARCH-FFE | TRUE | FALSE | FALSE
FQ | Furniture and Non-medical Equipment | TA | Tables | FQTA-427 | 01 | FQTA-427.01 | TABLE: round, 750H, 1200 diameter | FQTA-038 | TABLE: round, 1200 diam, dining height | 3 | ARCH-FFE | TRUE | FALSE | FALSE
FQ | Furniture and Non-medical Equipment | TA | Tables | FQTA-427 | 02 | FQTA-427.02 | TABLE: round, 750H, 1200 diameter, on casters |  |  | 3 | ARCH-FFE | TRUE | FALSE | FALSE
FQ | Furniture and Non-medical Equipment | TA | Tables | FQTA-427 | 03 | FQTA-427.03 | TABLE: round, 750H, 1200 diameter, folding |  |  | 3 | ARCH-FFE | TRUE | FALSE | FALSE
FQ | Furniture and Non-medical Equipment | TA | Tables | FQTA-427 | 04 | FQTA-427.04 | TABLE: round, 750H, 1200 diameter, folding, on casters |  |  | 3 | ARCH-FFE | TRUE | FALSE | FALSE
FQ | Furniture and Non-medical Equipment | TA | Tables | FQTA-427 | 05 | FQTA-427.05 | TABLE: round, 750H nom, 1200 diameter, adjustable height |  |  | 3 | ARCH-FFE | TRUE | FALSE | FALSE
FQ | Furniture and Non-medical Equipment | TA | Tables | FQTA-428 | 01 | FQTA-428.01 | TABLE: round, 750H, 1500 diameter | FQTA-041 | TABLE: round, 1500 diam, dining height | 3 | ARCH-FFE | TRUE | FALSE | FALSE
FQ | Furniture and Non-medical Equipment | TA | Tables | FQTA-428 | 02 | FQTA-428.02 | TABLE: round, 750H, 1500 diameter, on casters |  |  | 3 | ARCH-FFE | TRUE | FALSE | FALSE
FQ | Furniture and Non-medical Equipment | TA | Tables | FQTA-429 | 01 | FQTA-429.01 | TABLE: round, 750H, 1800 diameter | FQTA-044 | TABLE: round, 1800 diam, dining height | 3 | ARCH-FFE | TRUE | FALSE | FALSE
FQ | Furniture and Non-medical Equipment | TA | Tables | FQTA-429 | 02 | FQTA-429.02 | TABLE: round, 750H, 1800 diameter, on casters |  |  | 3 | ARCH-FFE | TRUE | FALSE | FALSE
FQ | Furniture and Non-medical Equipment | TA | Tables | FQTA-430 | 01 | FQTA-430.01 | TABLE: round, 750H, 2100 diameter |  |  | 3 | ARCH-FFE | TRUE | FALSE | FALSE
FQ | Furniture and Non-medical Equipment | TA | Tables | FQTA-430 | 02 | FQTA-430.02 | TABLE: round, 750H, 2100 diameter, on casters |  |  | 3 | ARCH-FFE | TRUE | FALSE | FALSE
FQ | Furniture and Non-medical Equipment | WS | Waste Management Services |  | 001 | FQWS-001 | BIN: sharps, clinical, extra small |  |  | 3 | ARCH-FFE | TRUE | FALSE | TRUE
FQ | Furniture and Non-medical Equipment | WS | Waste Management Services |  | 002 | FQWS-002 | BIN: sharps, clinical, small |  |  | 3 | ARCH-FFE | TRUE | FALSE | FALSE
FQ | Furniture and Non-medical Equipment | WS | Waste Management Services |  | 003 | FQWS-003 | BIN: sharps, clinical, medium | FQCW-042; FQCW-043; FQCW-044 | BIN: waste, sharps, on benchtop; BIN: waste, sharps, on trolley; BIN: waste, sharps, wall mounted | 3 | ARCH-FFE | TRUE | FALSE | TRUE
FQ | Furniture and Non-medical Equipment | WS | Waste Management Services |  | 004 | FQWS-004 | BIN: sharps, clinical, large |  |  | 3 | ARCH-FFE | TRUE | FALSE | TRUE
FQ | Furniture and Non-medical Equipment | WS | Waste Management Services |  | 005 | FQWS-005 | BIN: sharps, clinical, extra large |  |  | 3 | ARCH-FFE | TRUE | FALSE | TRUE
FQ | Furniture and Non-medical Equipment | WS | Waste Management Services |  | 006 | FQWS-006 | BIN: sharps, clinical, cytotoxic, extra small |  |  | 3 | ARCH-FFE | TRUE | FALSE | FALSE
FQ | Furniture and Non-medical Equipment | WS | Waste Management Services |  | 007 | FQWS-007 | BIN: sharps, clinical, cytotoxic, small |  |  | 3 | ARCH-FFE | TRUE | FALSE | FALSE
FQ | Furniture and Non-medical Equipment | WS | Waste Management Services |  | 008 | FQWS-008 | BIN: sharps, clinical, cytotoxic, medium |  |  | 3 | ARCH-FFE | TRUE | FALSE | FALSE
FQ | Furniture and Non-medical Equipment | WS | Waste Management Services |  | 009 | FQWS-009 | BIN: sharps, clinical, cytotoxic, large |  |  | 3 | ARCH-FFE | TRUE | FALSE | FALSE
FQ | Furniture and Non-medical Equipment | WS | Waste Management Services |  | 010 | FQWS-010 | BIN: sharps, clinical, cytotoxic, extra large |  |  | 3 | ARCH-FFE | TRUE | FALSE | FALSE
FQ | Furniture and Non-medical Equipment | WS | Waste Management Services |  | 012 | FQWS-012 | BIN: sharps, clinical, radioactive, low/medium energy, small |  |  | 3 | ARCH-FFE | TRUE | FALSE | FALSE
FQ | Furniture and Non-medical Equipment | WS | Waste Management Services |  | 013 | FQWS-013 | BIN: sharps, clinical, radioactive, low/medium energy, medium |  |  | 3 | ARCH-FFE | TRUE | FALSE | FALSE
FQ | Furniture and Non-medical Equipment | WS | Waste Management Services |  | 017 | FQWS-017 | BIN: sharps, clinical, radioactive, high energy, small | FQCW-066 | BIN: waste, sharps, on benchtop, shielded | 3 | ARCH-FFE | TRUE | FALSE | FALSE
FQ | Furniture and Non-medical Equipment | WS | Waste Management Services |  | 018 | FQWS-018 | BIN: sharps, clinical, radioactive, high energy, medium |  |  | 3 | ARCH-FFE | TRUE | FALSE | FALSE
FQ | Furniture and Non-medical Equipment | WS | Waste Management Services |  | 021 | FQWS-021 | BIN sharps, clinical, scalpel blade remover |  |  | 3 | ARCH-FFE | TRUE | FALSE | FALSE
FQ | Furniture and Non-medical Equipment | WS | Waste Management Services |  | 026 | FQWS-026 | BIN: sharps, public, lockable, extra small |  |  | 3 | ARCH-FFE | TRUE | FALSE | FALSE
FQ | Furniture and Non-medical Equipment | WS | Waste Management Services |  | 027 | FQWS-027 | BIN: sharps, public, lockable, small |  |  | 3 | ARCH-FFE | TRUE | FALSE | FALSE
FQ | Furniture and Non-medical Equipment | WS | Waste Management Services |  | 028 | FQWS-028 | BIN: sharps, public, lockable, medium |  |  | 3 | ARCH-FFE | TRUE | FALSE | FALSE
FQ | Furniture and Non-medical Equipment | WS | Waste Management Services |  | 031 | FQWS-031 | CART: sharps bin, clinical |  |  | 3 | ARCH-FFE | TRUE | FALSE | TRUE
FQ | Furniture and Non-medical Equipment | WS | Waste Management Services |  | 032 | FQWS-032 | CART: sharps bin, clinical, foot pedal bin operation |  |  | 3 | ARCH-FFE | TRUE | FALSE | TRUE
FQ | Furniture and Non-medical Equipment | WS | Waste Management Services |  | 033 | FQWS-033 | CART: sharps bin, clinical, MRI compatible |  |  | 3 | ARCH-FFE | TRUE | FALSE | FALSE
FQ | Furniture and Non-medical Equipment | WS | Waste Management Services |  | 036 | FQWS-036 | STAND: sharps bin, clinical, freestanding |  |  | 3 | ARCH-FFE | TRUE | FALSE | FALSE
FQ | Furniture and Non-medical Equipment | WS | Waste Management Services |  | 041 | FQWS-041 | TROLLEY: bulk delivery/collection, sharps bins, clinical, small |  |  | 3 | ARCH-FFE | TRUE | FALSE | FALSE
FQ | Furniture and Non-medical Equipment | WS | Waste Management Services |  | 042 | FQWS-042 | TROLLEY: bulk delivery/collection, sharps bins, clinical, medium |  |  | 3 | ARCH-FFE | TRUE | FALSE | FALSE
FQ | Furniture and Non-medical Equipment | WS | Waste Management Services |  | 043 | FQWS-043 | TROLLEY: bulk delivery/collection, sharps bins, clinical, large |  |  | 3 | ARCH-FFE | TRUE | FALSE | FALSE
FQ | Furniture and Non-medical Equipment | WS | Waste Management Services |  | 051 | FQWS-051 | BIN: general waste, 20L | FQCW-016 | BIN: waste, general, 20L | 3 | ARCH-FFE | TRUE | FALSE | TRUE
FQ | Furniture and Non-medical Equipment | WS | Waste Management Services |  | 052 | FQWS-052 | BIN: general waste, 30L | FQCW-018 | BIN: waste, general, 30L | 3 | ARCH-FFE | TRUE | FALSE | FALSE
FQ | Furniture and Non-medical Equipment | WS | Waste Management Services |  | 053 | FQWS-053 | BIN: general waste, 50L | FQCW-019 | BIN: waste, general, 50L | 3 | ARCH-FFE | TRUE | FALSE | TRUE
FQ | Furniture and Non-medical Equipment | WS | Waste Management Services |  | 054 | FQWS-054 | BIN: general waste, 70L |  |  | 3 | ARCH-FFE | TRUE | FALSE | FALSE
FQ | Furniture and Non-medical Equipment | WS | Waste Management Services |  | 055 | FQWS-055 | BIN: general waste, 80L | FQCW-020 | BIN: waste, general, 80L | 3 | ARCH-FFE | TRUE | FALSE | FALSE
FQ | Furniture and Non-medical Equipment | WS | Waste Management Services |  | 057 | FQWS-057 | BIN: general waste, 120L | FQCW-015 | BIN: waste, general, 120L | 3 | ARCH-FFE | TRUE | FALSE | FALSE
FQ | Furniture and Non-medical Equipment | WS | Waste Management Services |  | 058 | FQWS-058 | BIN: general waste, 240L | FQCW-017 | BIN: waste, general, 240L | 3 | ARCH-FFE | TRUE | FALSE | FALSE
FQ | Furniture and Non-medical Equipment | WS | Waste Management Services |  | 059 | FQWS-059 | BIN: general waste, 660L (skip) | FQCW-022 | BIN: waste, general, skip 660 litre | 3 | ARCH-FFE | TRUE | FALSE | FALSE
FQ | Furniture and Non-medical Equipment | WS | Waste Management Services |  | 061 | FQWS-061 | BIN: general waste, slimline, 40L |  |  | 3 | ARCH-FFE | TRUE | FALSE | FALSE
FQ | Furniture and Non-medical Equipment | WS | Waste Management Services |  | 062 | FQWS-062 | BIN: general waste, slimline, 60L |  |  | 3 | ARCH-FFE | TRUE | FALSE | FALSE
FQ | Furniture and Non-medical Equipment | WS | Waste Management Services |  | 063 | FQWS-063 | BIN: general waste, slimline, 90L |  |  | 3 | ARCH-FFE | TRUE | FALSE | TRUE
FQ | Furniture and Non-medical Equipment | WS | Waste Management Services |  | 066 | FQWS-066 | BIN: general waste, in joinery drawer, 20L |  |  | 1 | ARCH-FFE | TRUE | FALSE | FALSE
FQ | Furniture and Non-medical Equipment | WS | Waste Management Services |  | 067 | FQWS-067 | BIN: general waste, in joinery drawer, 30L |  |  | 1 | ARCH-FFE | TRUE | FALSE | FALSE
FQ | Furniture and Non-medical Equipment | WS | Waste Management Services |  | 068 | FQWS-068 | BIN: general waste, in joinery drawer, 40L |  |  | 1 | ARCH-FFE | TRUE | FALSE | FALSE
FQ | Furniture and Non-medical Equipment | WS | Waste Management Services |  | 069 | FQWS-069 | BIN: general waste, in joinery drawer, 50L |  |  | 1 | ARCH-FFE | TRUE | FALSE | FALSE
FQ | Furniture and Non-medical Equipment | WS | Waste Management Services |  | 071 | FQWS-071 | BIN: recycling, commingled, 20L |  |  | 3 | ARCH-FFE | TRUE | FALSE | FALSE
FQ | Furniture and Non-medical Equipment | WS | Waste Management Services |  | 072 | FQWS-072 | BIN: recycling, commingled, 30L |  |  | 3 | ARCH-FFE | TRUE | FALSE | TRUE
FQ | Furniture and Non-medical Equipment | WS | Waste Management Services |  | 073 | FQWS-073 | BIN: recycling, commingled, 50L | FQCW-062 | BIN: waste, recycling, comingled, 50L | 3 | ARCH-FFE | TRUE | FALSE | TRUE
FQ | Furniture and Non-medical Equipment | WS | Waste Management Services |  | 074 | FQWS-074 | BIN: recycling, commingled, 70L |  |  | 3 | ARCH-FFE | TRUE | FALSE | FALSE
FQ | Furniture and Non-medical Equipment | WS | Waste Management Services |  | 075 | FQWS-075 | BIN: recycling, commingled, 80L |  |  | 3 | ARCH-FFE | TRUE | FALSE | FALSE
FQ | Furniture and Non-medical Equipment | WS | Waste Management Services |  | 077 | FQWS-077 | BIN: recycling, commingled, 120L |  |  | 3 | ARCH-FFE | TRUE | FALSE | FALSE
FQ | Furniture and Non-medical Equipment | WS | Waste Management Services |  | 078 | FQWS-078 | BIN: recycling, commingled, 240L |  |  | 3 | ARCH-FFE | TRUE | FALSE | FALSE
FQ | Furniture and Non-medical Equipment | WS | Waste Management Services |  | 079 | FQWS-079 | BIN: recycling, commingled, 660L (skip) |  |  | 3 | ARCH-FFE | TRUE | FALSE | FALSE
FQ | Furniture and Non-medical Equipment | WS | Waste Management Services |  | 081 | FQWS-081 | BIN: recycling, commingled, slimline, 40L |  |  | 3 | ARCH-FFE | TRUE | FALSE | FALSE
FQ | Furniture and Non-medical Equipment | WS | Waste Management Services |  | 082 | FQWS-082 | BIN: recycling, commingled, slimline, 60L |  |  | 3 | ARCH-FFE | TRUE | FALSE | FALSE
FQ | Furniture and Non-medical Equipment | WS | Waste Management Services |  | 083 | FQWS-083 | BIN: recycling, commingled, slimline, 90L |  |  | 3 | ARCH-FFE | TRUE | FALSE | FALSE
FQ | Furniture and Non-medical Equipment | WS | Waste Management Services |  | 086 | FQWS-086 | BIN: recycling, commingled, in joinery drawer, 20L |  |  | 1 | ARCH-FFE | TRUE | FALSE | FALSE
FQ | Furniture and Non-medical Equipment | WS | Waste Management Services |  | 087 | FQWS-087 | BIN: recycling, commingled, in joinery drawer, 30L |  |  | 1 | ARCH-FFE | TRUE | FALSE | FALSE
FQ | Furniture and Non-medical Equipment | WS | Waste Management Services |  | 088 | FQWS-088 | BIN: recycling, commingled, in joinery drawer, 40L |  |  | 1 | ARCH-FFE | TRUE | FALSE | FALSE
FQ | Furniture and Non-medical Equipment | WS | Waste Management Services |  | 089 | FQWS-089 | BIN: recycling, commingled, in joinery drawer, 50L |  |  | 1 | ARCH-FFE | TRUE | FALSE | FALSE
FQ | Furniture and Non-medical Equipment | WS | Waste Management Services |  | 091 | FQWS-091 | BIN: recycling, paper/cardboard, 20L | FQCW-028 | BIN: waste, recycling, paper, 20L | 3 | ARCH-FFE | TRUE | FALSE | FALSE
FQ | Furniture and Non-medical Equipment | WS | Waste Management Services |  | 092 | FQWS-092 | BIN: recycling, paper/cardboard, 30L | FQCW-030 | BIN: waste, recycling, paper, 30L | 3 | ARCH-FFE | TRUE | FALSE | FALSE
FQ | Furniture and Non-medical Equipment | WS | Waste Management Services |  | 093 | FQWS-093 | BIN: recycling, paper/cardboard, 50L | FQCW-031 | BIN: waste, recycling, paper, 50L | 3 | ARCH-FFE | TRUE | FALSE | FALSE
FQ | Furniture and Non-medical Equipment | WS | Waste Management Services |  | 094 | FQWS-094 | BIN: recycling, paper/cardboard, 70L |  |  | 3 | ARCH-FFE | TRUE | FALSE | FALSE
FQ | Furniture and Non-medical Equipment | WS | Waste Management Services |  | 095 | FQWS-095 | BIN: recycling, paper/cardboard, 80L | FQCW-033 | BIN: waste, recycling, paper, 80L | 3 | ARCH-FFE | TRUE | FALSE | FALSE
FQ | Furniture and Non-medical Equipment | WS | Waste Management Services |  | 097 | FQWS-097 | BIN: recycling, paper/cardboard, 120L | FQCW-027 | BIN: waste, recycling, paper, 120L | 3 | ARCH-FFE | TRUE | FALSE | FALSE
FQ | Furniture and Non-medical Equipment | WS | Waste Management Services |  | 098 | FQWS-098 | BIN: recycling, paper/cardboard, 240L | FQCW-029 | BIN: waste, recycling, paper, 240L | 3 | ARCH-FFE | TRUE | FALSE | TRUE
FQ | Furniture and Non-medical Equipment | WS | Waste Management Services |  | 099 | FQWS-099 | BIN: recycling, paper/cardboard, 660L (skip) | FQCW-032 | BIN: waste, recycling, paper, 660L skip | 3 | ARCH-FFE | TRUE | FALSE | FALSE
FQ | Furniture and Non-medical Equipment | WS | Waste Management Services |  | 101 | FQWS-101 | BIN: recycling, paper/cardboard, slimline, 40L |  |  | 3 | ARCH-FFE | TRUE | FALSE | FALSE
FQ | Furniture and Non-medical Equipment | WS | Waste Management Services |  | 102 | FQWS-102 | BIN: recycling, paper/cardboard, slimline, 60L |  |  | 3 | ARCH-FFE | TRUE | FALSE | FALSE
FQ | Furniture and Non-medical Equipment | WS | Waste Management Services |  | 103 | FQWS-103 | BIN: recycling, paper/cardboard, slimline, 90L |  |  | 3 | ARCH-FFE | TRUE | FALSE | TRUE
FQ | Furniture and Non-medical Equipment | WS | Waste Management Services |  | 106 | FQWS-106 | BIN: recycling, paper/cardboard, in joinery drawer, 20L |  |  | 1 | ARCH-FFE | TRUE | FALSE | FALSE
FQ | Furniture and Non-medical Equipment | WS | Waste Management Services |  | 107 | FQWS-107 | BIN: recycling, paper/cardboard, in joinery drawer, 30L |  |  | 1 | ARCH-FFE | TRUE | FALSE | FALSE
FQ | Furniture and Non-medical Equipment | WS | Waste Management Services |  | 108 | FQWS-108 | BIN: recycling, paper/cardboard, in joinery drawer, 40L |  |  | 1 | ARCH-FFE | TRUE | FALSE | FALSE
FQ | Furniture and Non-medical Equipment | WS | Waste Management Services |  | 109 | FQWS-109 | BIN: recycling, paper/cardboard, in joinery drawer, 50L |  |  | 1 | ARCH-FFE | TRUE | FALSE | FALSE
FQ | Furniture and Non-medical Equipment | WS | Waste Management Services |  | 111 | FQWS-111 | BIN: recycling, plastics, 20L |  |  | 3 | ARCH-FFE | TRUE | FALSE | FALSE
FQ | Furniture and Non-medical Equipment | WS | Waste Management Services |  | 112 | FQWS-112 | BIN: recycling, plastics, 30L |  |  | 3 | ARCH-FFE | TRUE | FALSE | FALSE
FQ | Furniture and Non-medical Equipment | WS | Waste Management Services |  | 113 | FQWS-113 | BIN: recycling, plastics, 50L | FQCW-035 | BIN: waste, recycling, plastics, 50L | 3 | ARCH-FFE | TRUE | FALSE | TRUE
FQ | Furniture and Non-medical Equipment | WS | Waste Management Services |  | 114 | FQWS-114 | BIN: recycling, plastics, 70L |  |  | 3 | ARCH-FFE | TRUE | FALSE | FALSE
FQ | Furniture and Non-medical Equipment | WS | Waste Management Services |  | 115 | FQWS-115 | BIN: recycling, plastics, 80L |  |  | 3 | ARCH-FFE | TRUE | FALSE | FALSE
FQ | Furniture and Non-medical Equipment | WS | Waste Management Services |  | 117 | FQWS-117 | BIN: recycling, plastics, 120L |  |  | 3 | ARCH-FFE | TRUE | FALSE | FALSE
FQ | Furniture and Non-medical Equipment | WS | Waste Management Services |  | 118 | FQWS-118 | BIN: recycling, plastics, 240L |  |  | 3 | ARCH-FFE | TRUE | FALSE | FALSE
FQ | Furniture and Non-medical Equipment | WS | Waste Management Services |  | 119 | FQWS-119 | BIN: recycling, plastics, 660L (skip) | FQCW-036 | BIN: waste, recycling, plastics, 660L skip | 3 | ARCH-FFE | TRUE | FALSE | FALSE
FQ | Furniture and Non-medical Equipment | WS | Waste Management Services |  | 121 | FQWS-121 | BIN: recycling, plastics, slimline, 40L |  |  | 3 | ARCH-FFE | TRUE | FALSE | FALSE
FQ | Furniture and Non-medical Equipment | WS | Waste Management Services |  | 122 | FQWS-122 | BIN: recycling, plastics, slimline, 60L |  |  | 3 | ARCH-FFE | TRUE | FALSE | FALSE
FQ | Furniture and Non-medical Equipment | WS | Waste Management Services |  | 123 | FQWS-123 | BIN: recycling, plastics, slimline, 90L |  |  | 3 | ARCH-FFE | TRUE | FALSE | TRUE
FQ | Furniture and Non-medical Equipment | WS | Waste Management Services |  | 126 | FQWS-126 | BIN: recycling, plastics, in joinery drawer, 20L |  |  | 1 | ARCH-FFE | TRUE | FALSE | FALSE
FQ | Furniture and Non-medical Equipment | WS | Waste Management Services |  | 127 | FQWS-127 | BIN: recycling, plastics, in joinery drawer, 30L |  |  | 1 | ARCH-FFE | TRUE | FALSE | FALSE
FQ | Furniture and Non-medical Equipment | WS | Waste Management Services |  | 128 | FQWS-128 | BIN: recycling, plastics, in joinery drawer, 40L |  |  | 1 | ARCH-FFE | TRUE | FALSE | FALSE
FQ | Furniture and Non-medical Equipment | WS | Waste Management Services |  | 129 | FQWS-129 | BIN: recycling, plastics, in joinery drawer, 50L |  |  | 1 | ARCH-FFE | TRUE | FALSE | FALSE
FQ | Furniture and Non-medical Equipment | WS | Waste Management Services |  | 131 | FQWS-131 | BIN: recycling, soft plastics, 20L |  |  | 3 | ARCH-FFE | TRUE | FALSE | TRUE
FQ | Furniture and Non-medical Equipment | WS | Waste Management Services |  | 132 | FQWS-132 | BIN: recycling, soft plastics, 30L |  |  | 3 | ARCH-FFE | TRUE | FALSE | FALSE
FQ | Furniture and Non-medical Equipment | WS | Waste Management Services |  | 133 | FQWS-133 | BIN: recycling, soft plastics, 50L |  |  | 3 | ARCH-FFE | TRUE | FALSE | FALSE
FQ | Furniture and Non-medical Equipment | WS | Waste Management Services |  | 134 | FQWS-134 | BIN: recycling, soft plastics, 70L |  |  | 3 | ARCH-FFE | TRUE | FALSE | FALSE
FQ | Furniture and Non-medical Equipment | WS | Waste Management Services |  | 135 | FQWS-135 | BIN: recycling, soft plastics, 80L |  |  | 3 | ARCH-FFE | TRUE | FALSE | FALSE
FQ | Furniture and Non-medical Equipment | WS | Waste Management Services |  | 137 | FQWS-137 | BIN: recycling, soft plastics, 120L |  |  | 3 | ARCH-FFE | TRUE | FALSE | FALSE
FQ | Furniture and Non-medical Equipment | WS | Waste Management Services |  | 138 | FQWS-138 | BIN: recycling, soft plastics, 240L |  |  | 3 | ARCH-FFE | TRUE | FALSE | FALSE
FQ | Furniture and Non-medical Equipment | WS | Waste Management Services |  | 139 | FQWS-139 | BIN: recycling, soft plastics, 660L (skip) |  |  | 3 | ARCH-FFE | TRUE | FALSE | FALSE
FQ | Furniture and Non-medical Equipment | WS | Waste Management Services |  | 141 | FQWS-141 | BIN: recycling, soft plastics, slimline, 40L |  |  | 3 | ARCH-FFE | TRUE | FALSE | FALSE
FQ | Furniture and Non-medical Equipment | WS | Waste Management Services |  | 142 | FQWS-142 | BIN: recycling, soft plastics, slimline, 60L |  |  | 3 | ARCH-FFE | TRUE | FALSE | FALSE
FQ | Furniture and Non-medical Equipment | WS | Waste Management Services |  | 143 | FQWS-143 | BIN: recycling, soft plastics, slimline, 90L |  |  | 3 | ARCH-FFE | TRUE | FALSE | TRUE
FQ | Furniture and Non-medical Equipment | WS | Waste Management Services |  | 151 | FQWS-151 | BIN: recycling, glass, 20L |  |  | 3 | ARCH-FFE | TRUE | FALSE | TRUE
FQ | Furniture and Non-medical Equipment | WS | Waste Management Services |  | 152 | FQWS-152 | BIN: recycling, glass, 30L |  |  | 3 | ARCH-FFE | TRUE | FALSE | FALSE
FQ | Furniture and Non-medical Equipment | WS | Waste Management Services |  | 153 | FQWS-153 | BIN: recycling, glass, 50L |  |  | 3 | ARCH-FFE | TRUE | FALSE | FALSE
FQ | Furniture and Non-medical Equipment | WS | Waste Management Services |  | 154 | FQWS-154 | BIN: recycling, glass, 70L |  |  | 3 | ARCH-FFE | TRUE | FALSE | FALSE
FQ | Furniture and Non-medical Equipment | WS | Waste Management Services |  | 155 | FQWS-155 | BIN: recycling, glass, 80L |  |  | 3 | ARCH-FFE | TRUE | FALSE | FALSE
FQ | Furniture and Non-medical Equipment | WS | Waste Management Services |  | 157 | FQWS-157 | BIN: recycling, glass, 120L |  |  | 3 | ARCH-FFE | TRUE | FALSE | FALSE
FQ | Furniture and Non-medical Equipment | WS | Waste Management Services |  | 158 | FQWS-158 | BIN: recycling, glass, 240L |  |  | 3 | ARCH-FFE | TRUE | FALSE | FALSE
FQ | Furniture and Non-medical Equipment | WS | Waste Management Services |  | 159 | FQWS-159 | BIN: recycling, glass, 660L (skip) |  |  | 3 | ARCH-FFE | TRUE | FALSE | FALSE
FQ | Furniture and Non-medical Equipment | WS | Waste Management Services |  | 161 | FQWS-161 | BIN: recycling, glass, slimline, 40L |  |  | 3 | ARCH-FFE | TRUE | FALSE | FALSE
FQ | Furniture and Non-medical Equipment | WS | Waste Management Services |  | 162 | FQWS-162 | BIN: recycling, glass, slimline, 60L |  |  | 3 | ARCH-FFE | TRUE | FALSE | FALSE
FQ | Furniture and Non-medical Equipment | WS | Waste Management Services |  | 163 | FQWS-163 | BIN: recycling, glass, slimline, 90L |  |  | 3 | ARCH-FFE | TRUE | FALSE | FALSE
FQ | Furniture and Non-medical Equipment | WS | Waste Management Services |  | 171 | FQWS-171 | BIN: recycling, metal, 20L |  |  | 3 | ARCH-FFE | TRUE | FALSE | TRUE
FQ | Furniture and Non-medical Equipment | WS | Waste Management Services |  | 172 | FQWS-172 | BIN: recycling, metal, 30L |  |  | 3 | ARCH-FFE | TRUE | FALSE | FALSE
FQ | Furniture and Non-medical Equipment | WS | Waste Management Services |  | 173 | FQWS-173 | BIN: recycling, metal, 50L |  |  | 3 | ARCH-FFE | TRUE | FALSE | FALSE
FQ | Furniture and Non-medical Equipment | WS | Waste Management Services |  | 174 | FQWS-174 | BIN: recycling, metal, 70L |  |  | 3 | ARCH-FFE | TRUE | FALSE | FALSE
FQ | Furniture and Non-medical Equipment | WS | Waste Management Services |  | 175 | FQWS-175 | BIN: recycling, metal, 80L |  |  | 3 | ARCH-FFE | TRUE | FALSE | FALSE
FQ | Furniture and Non-medical Equipment | WS | Waste Management Services |  | 177 | FQWS-177 | BIN: recycling, metal, 120L |  |  | 3 | ARCH-FFE | TRUE | FALSE | FALSE
FQ | Furniture and Non-medical Equipment | WS | Waste Management Services |  | 178 | FQWS-178 | BIN: recycling, metal, 240L |  |  | 3 | ARCH-FFE | TRUE | FALSE | FALSE
FQ | Furniture and Non-medical Equipment | WS | Waste Management Services |  | 179 | FQWS-179 | BIN: recycling, metal, 660L (skip) |  |  | 3 | ARCH-FFE | TRUE | FALSE | FALSE
FQ | Furniture and Non-medical Equipment | WS | Waste Management Services |  | 181 | FQWS-181 | BIN: recycling, metal, slimline, 40L |  |  | 3 | ARCH-FFE | TRUE | FALSE | FALSE
FQ | Furniture and Non-medical Equipment | WS | Waste Management Services |  | 182 | FQWS-182 | BIN: recycling, metal, slimline, 60L |  |  | 3 | ARCH-FFE | TRUE | FALSE | FALSE
FQ | Furniture and Non-medical Equipment | WS | Waste Management Services |  | 183 | FQWS-183 | BIN: recycling, metal, slimline, 90L |  |  | 3 | ARCH-FFE | TRUE | FALSE | FALSE
FQ | Furniture and Non-medical Equipment | WS | Waste Management Services |  | 191 | FQWS-191 | BIN: organics/food waste, 20L |  |  | 3 | ARCH-FFE | TRUE | FALSE | FALSE
FQ | Furniture and Non-medical Equipment | WS | Waste Management Services |  | 192 | FQWS-192 | BIN: organics/food waste, 30L |  |  | 3 | ARCH-FFE | TRUE | FALSE | FALSE
FQ | Furniture and Non-medical Equipment | WS | Waste Management Services |  | 193 | FQWS-193 | BIN: organics/food waste, 50L |  |  | 3 | ARCH-FFE | TRUE | FALSE | FALSE
FQ | Furniture and Non-medical Equipment | WS | Waste Management Services |  | 194 | FQWS-194 | BIN: organics/food waste, 70L |  |  | 3 | ARCH-FFE | TRUE | FALSE | FALSE
FQ | Furniture and Non-medical Equipment | WS | Waste Management Services |  | 195 | FQWS-195 | BIN: organics/food waste, 80L |  |  | 3 | ARCH-FFE | TRUE | FALSE | FALSE
FQ | Furniture and Non-medical Equipment | WS | Waste Management Services |  | 197 | FQWS-197 | BIN: organics/food waste, 120L |  |  | 3 | ARCH-FFE | TRUE | FALSE | FALSE
FQ | Furniture and Non-medical Equipment | WS | Waste Management Services |  | 198 | FQWS-198 | BIN: organics/food waste, 240L |  |  | 3 | ARCH-FFE | TRUE | FALSE | FALSE
FQ | Furniture and Non-medical Equipment | WS | Waste Management Services |  | 199 | FQWS-199 | BIN: organics/food waste, 660L (skip) |  |  | 3 | ARCH-FFE | TRUE | FALSE | FALSE
FQ | Furniture and Non-medical Equipment | WS | Waste Management Services |  | 201 | FQWS-201 | BIN: organics/food waste, slimline, 40L |  |  | 3 | ARCH-FFE | TRUE | FALSE | FALSE
FQ | Furniture and Non-medical Equipment | WS | Waste Management Services |  | 202 | FQWS-202 | BIN: organics/food waste, slimline, 60L |  |  | 3 | ARCH-FFE | TRUE | FALSE | FALSE
FQ | Furniture and Non-medical Equipment | WS | Waste Management Services |  | 203 | FQWS-203 | BIN: organics/food waste, slimline, 90L |  |  | 3 | ARCH-FFE | TRUE | FALSE | FALSE
FQ | Furniture and Non-medical Equipment | WS | Waste Management Services |  | 206 | FQWS-206 | BIN: organics/food waste, in joinery drawer, 20L |  |  | 1 | ARCH-FFE | TRUE | FALSE | FALSE
FQ | Furniture and Non-medical Equipment | WS | Waste Management Services |  | 207 | FQWS-207 | BIN: organics/food waste, in joinery drawer, 30L |  |  | 1 | ARCH-FFE | TRUE | FALSE | FALSE
FQ | Furniture and Non-medical Equipment | WS | Waste Management Services |  | 208 | FQWS-208 | BIN: organics/food waste, in joinery drawer, 40L |  |  | 1 | ARCH-FFE | TRUE | FALSE | FALSE
FQ | Furniture and Non-medical Equipment | WS | Waste Management Services |  | 209 | FQWS-209 | BIN: organics/food waste, in joinery drawer, 50L |  |  | 1 | ARCH-FFE | TRUE | FALSE | FALSE
FQ | Furniture and Non-medical Equipment | WS | Waste Management Services |  | 212 | FQWS-212 | BIN: confidential document, secure, 30L | FQCW-064 | BIN: waste, paper, secure, 20L | 3 | ARCH-FFE | TRUE | FALSE | TRUE
FQ | Furniture and Non-medical Equipment | WS | Waste Management Services |  | 217 | FQWS-217 | BIN: confidential document, secure, 120L | FQCW-034 | BIN: waste, recycling, paper, secure | 3 | ARCH-FFE | TRUE | FALSE | FALSE
FQ | Furniture and Non-medical Equipment | WS | Waste Management Services |  | 218 | FQWS-218 | BIN: confidential document, secure, 240L | FQCW-038 | BIN: waste, secure | 3 | ARCH-FFE | TRUE | FALSE | TRUE
FQ | Furniture and Non-medical Equipment | WS | Waste Management Services |  | 231 | FQWS-231 | BIN: clinical waste, 20L | FQCW-005 | BIN: waste, clinical, 20L | 3 | ARCH-FFE | TRUE | FALSE | TRUE
FQ | Furniture and Non-medical Equipment | WS | Waste Management Services |  | 232 | FQWS-232 | BIN: clinical waste, 30L | FQCW-007 | BIN: waste, clinical, 30L | 3 | ARCH-FFE | TRUE | FALSE | FALSE
FQ | Furniture and Non-medical Equipment | WS | Waste Management Services |  | 233 | FQWS-233 | BIN: clinical waste, 50L | FQCW-008 | BIN: waste, clinical, 50L | 3 | ARCH-FFE | TRUE | FALSE | TRUE
FQ | Furniture and Non-medical Equipment | WS | Waste Management Services |  | 234 | FQWS-234 | BIN: clinical waste, 70L |  |  | 3 | ARCH-FFE | TRUE | FALSE | FALSE
FQ | Furniture and Non-medical Equipment | WS | Waste Management Services |  | 235 | FQWS-235 | BIN: clinical waste, 80L | FQCW-010 | BIN: waste, clinical, 80L | 3 | ARCH-FFE | TRUE | FALSE | FALSE
FQ | Furniture and Non-medical Equipment | WS | Waste Management Services |  | 237 | FQWS-237 | BIN: clinical waste, 120L | FQCW-004 | BIN: waste, clinical, 120L | 3 | ARCH-FFE | TRUE | FALSE | TRUE
FQ | Furniture and Non-medical Equipment | WS | Waste Management Services |  | 238 | FQWS-238 | BIN: clinical waste, 240L | FQCW-006 | BIN: waste, clinical, 240L | 3 | ARCH-FFE | TRUE | FALSE | FALSE
FQ | Furniture and Non-medical Equipment | WS | Waste Management Services |  | 239 | FQWS-239 | BIN: clinical waste, 660L (skip) | FQCW-009 | BIN: waste, clinical, 660L skip | 3 | ARCH-FFE | TRUE | FALSE | FALSE
FQ | Furniture and Non-medical Equipment | WS | Waste Management Services |  | 251 | FQWS-251 | BIN: cytotoxic waste, 20L | FQCW-012 | BIN: waste, cytotoxic, 20L | 3 | ARCH-FFE | TRUE | FALSE | FALSE
FQ | Furniture and Non-medical Equipment | WS | Waste Management Services |  | 252 | FQWS-252 | BIN: cytotoxic waste, 30L |  |  | 3 | ARCH-FFE | TRUE | FALSE | FALSE
FQ | Furniture and Non-medical Equipment | WS | Waste Management Services |  | 253 | FQWS-253 | BIN: cytotoxic waste, 50L | FQCW-060 | BIN: waste, cytotoxic, 50L | 3 | ARCH-FFE | TRUE | FALSE | FALSE
FQ | Furniture and Non-medical Equipment | WS | Waste Management Services |  | 254 | FQWS-254 | BIN: cytotoxic waste, 70L |  |  | 3 | ARCH-FFE | TRUE | FALSE | FALSE
FQ | Furniture and Non-medical Equipment | WS | Waste Management Services |  | 255 | FQWS-255 | BIN: cytotoxic waste, 80L |  |  | 3 | ARCH-FFE | TRUE | FALSE | FALSE
FQ | Furniture and Non-medical Equipment | WS | Waste Management Services |  | 257 | FQWS-257 | BIN: cytotoxic waste, 120L |  |  | 3 | ARCH-FFE | TRUE | FALSE | FALSE
FQ | Furniture and Non-medical Equipment | WS | Waste Management Services |  | 258 | FQWS-258 | BIN: cytotoxic waste, 240L | FQCW-013 | BIN: waste, cytotoxic, 240L | 3 | ARCH-FFE | TRUE | FALSE | FALSE
FQ | Furniture and Non-medical Equipment | WS | Waste Management Services |  | 271 | FQWS-271 | BIN: pharmaceutical waste, 20L | FQCW-024 | BIN: waste, pharmaceutical and anatomical, 20L | 3 | ARCH-FFE | TRUE | FALSE | TRUE
FQ | Furniture and Non-medical Equipment | WS | Waste Management Services |  | 272 | FQWS-272 | BIN: pharmaceutical waste, 30L |  |  | 3 | ARCH-FFE | TRUE | FALSE | FALSE
FQ | Furniture and Non-medical Equipment | WS | Waste Management Services |  | 273 | FQWS-273 | BIN: pharmaceutical waste, 50L | FQCW-065 | BIN: waste, pharmaceutical 50L | 3 | ARCH-FFE | TRUE | FALSE | FALSE
FQ | Furniture and Non-medical Equipment | WS | Waste Management Services |  | 274 | FQWS-274 | BIN: pharmaceutical waste, 70L |  |  | 3 | ARCH-FFE | TRUE | FALSE | FALSE
FQ | Furniture and Non-medical Equipment | WS | Waste Management Services |  | 275 | FQWS-275 | BIN: pharmaceutical waste, 80L | FQCW-026 | BIN: waste, pharmaceutical and anatomical, 80L | 3 | ARCH-FFE | TRUE | FALSE | FALSE
FQ | Furniture and Non-medical Equipment | WS | Waste Management Services |  | 277 | FQWS-277 | BIN: pharmaceutical waste, 120L |  |  | 3 | ARCH-FFE | TRUE | FALSE | FALSE
FQ | Furniture and Non-medical Equipment | WS | Waste Management Services |  | 278 | FQWS-278 | BIN: pharmaceutical waste, 240L | FQCW-025 | BIN: waste, pharmaceutical and anatomical, 240L | 3 | ARCH-FFE | TRUE | FALSE | FALSE
FQ | Furniture and Non-medical Equipment | WS | Waste Management Services |  | 297 | FQWS-297 | BIN: anatomical waste, 120L |  |  | 3 | ARCH-FFE | TRUE | FALSE | FALSE
FQ | Furniture and Non-medical Equipment | WS | Waste Management Services |  | 298 | FQWS-298 | BIN: anatomical waste, 240L |  |  | 3 | ARCH-FFE | TRUE | FALSE | FALSE
FQ | Furniture and Non-medical Equipment | WS | Waste Management Services |  | 311 | FQWS-311 | BIN: radioactive waste, low/medium energy, 20L |  |  | 3 | ARCH-FFE | TRUE | FALSE | FALSE
FQ | Furniture and Non-medical Equipment | WS | Waste Management Services |  | 312 | FQWS-312 | BIN: radioactive waste, low/medium energy, 30L |  |  | 3 | ARCH-FFE | TRUE | FALSE | FALSE
FQ | Furniture and Non-medical Equipment | WS | Waste Management Services |  | 313 | FQWS-313 | BIN: radioactive waste, low/medium energy, 50L |  |  | 3 | ARCH-FFE | TRUE | FALSE | FALSE
FQ | Furniture and Non-medical Equipment | WS | Waste Management Services |  | 314 | FQWS-314 | BIN: radioactive waste, low/medium energy, 70L |  |  | 3 | ARCH-FFE | TRUE | FALSE | FALSE
FQ | Furniture and Non-medical Equipment | WS | Waste Management Services |  | 315 | FQWS-315 | BIN: radioactive waste, low/medium energy, 80L |  |  | 3 | ARCH-FFE | TRUE | FALSE | FALSE
FQ | Furniture and Non-medical Equipment | WS | Waste Management Services |  | 321 | FQWS-321 | BIN: radioactive waste, high energy, 20L |  |  | 3 | ARCH-FFE | TRUE | FALSE | FALSE
FQ | Furniture and Non-medical Equipment | WS | Waste Management Services |  | 322 | FQWS-322 | BIN: radioactive waste, high energy, 30L |  |  | 3 | ARCH-FFE | TRUE | FALSE | FALSE
FQ | Furniture and Non-medical Equipment | WS | Waste Management Services |  | 323 | FQWS-323 | BIN: radioactive waste, high energy, 50L |  |  | 3 | ARCH-FFE | TRUE | FALSE | FALSE
FQ | Furniture and Non-medical Equipment | WS | Waste Management Services |  | 324 | FQWS-324 | BIN: radioactive waste, high energy, 70L |  |  | 3 | ARCH-FFE | TRUE | FALSE | FALSE
FQ | Furniture and Non-medical Equipment | WS | Waste Management Services |  | 325 | FQWS-325 | BIN: radioactive waste, high energy, 80L |  |  | 3 | ARCH-FFE | TRUE | FALSE | FALSE
FQ | Furniture and Non-medical Equipment | WS | Waste Management Services |  | 331 | FQWS-331 | BIN: sanitary waste | FQCW-037 | BIN: waste, sanitary | 3 | ARCH-FFE | TRUE | FALSE | TRUE
FQ | Furniture and Non-medical Equipment | WS | Waste Management Services |  | 332 | FQWS-332 | BIN: sanitary waste, with wave-to-open sensor |  |  | 3 | ARCH-FFE | TRUE | FALSE | FALSE
FQ | Furniture and Non-medical Equipment | WS | Waste Management Services |  | 336 | FQWS-336 | BIN: sanitary waste, nappy |  |  | 3 | ARCH-FFE | TRUE | FALSE | FALSE
FQ | Furniture and Non-medical Equipment | WS | Waste Management Services |  | 337 | FQWS-337 | BIN: sanitary waste, nappy, with wave-to-open sensor |  |  | 3 | ARCH-FFE | TRUE | FALSE | FALSE
FQ | Furniture and Non-medical Equipment | WS | Waste Management Services |  | 341 | FQWS-341 | BIN: e-waste, single, electronics |  |  | 3 | ARCH-FFE | TRUE | FALSE | FALSE
FQ | Furniture and Non-medical Equipment | WS | Waste Management Services |  | 342 | FQWS-342 | BIN: e-waste, single, toner cartridges | FQCW-002 | BIN: recycling toner | 3 | ARCH-FFE | TRUE | FALSE | FALSE
FQ | Furniture and Non-medical Equipment | WS | Waste Management Services |  | 343 | FQWS-343 | BIN: e-waste, single, batteries |  |  | 3 | ARCH-FFE | TRUE | FALSE | FALSE
FQ | Furniture and Non-medical Equipment | WS | Waste Management Services |  | 351 | FQWS-351 | BIN: e-waste, double, electronics and toner cartridges |  |  | 3 | ARCH-FFE | TRUE | FALSE | FALSE
FQ | Furniture and Non-medical Equipment | WS | Waste Management Services |  | 352 | FQWS-352 | BIN: e-waste, double, electronics and batteries |  |  | 3 | ARCH-FFE | TRUE | FALSE | FALSE
FQ | Furniture and Non-medical Equipment | WS | Waste Management Services |  | 353 | FQWS-353 | BIN: e-waste, double, toner cartridges and batteries |  |  | 3 | ARCH-FFE | TRUE | FALSE | FALSE
FQ | Furniture and Non-medical Equipment | WS | Waste Management Services |  | 361 | FQWS-361 | BIN: e-waste, triple, electronics, toner cartridges and batteries |  |  | 3 | ARCH-FFE | TRUE | FALSE | FALSE
FQ | Furniture and Non-medical Equipment | WS | Waste Management Services |  | 381 | FQWS-381 | CART: bin, clinical waste |  |  | 3 | ARCH-FFE | TRUE | FALSE | FALSE
FQ | Furniture and Non-medical Equipment | WS | Waste Management Services |  | 382 | FQWS-382 | CART: bin, clinical waste, foot pedal bin operation |  |  | 3 | ARCH-FFE | TRUE | FALSE | FALSE
FQ | Furniture and Non-medical Equipment | WS | Waste Management Services |  | 383 | FQWS-383 | CART: bin, clinical waste, MRI compatible |  |  | 3 | ARCH-FFE | TRUE | FALSE | FALSE
FQ | Furniture and Non-medical Equipment | WS | Waste Management Services |  | 386 | FQWS-386 | CART: bin, cytotoxic waste |  |  | 3 | ARCH-FFE | TRUE | FALSE | FALSE
FQ | Furniture and Non-medical Equipment | WS | Waste Management Services |  | 387 | FQWS-387 | CART: bin, cytotoxic waste, foot pedal bin operation |  |  | 3 | ARCH-FFE | TRUE | FALSE | FALSE
FQ | Furniture and Non-medical Equipment | WS | Waste Management Services |  | 391 | FQWS-391 | CART: bin, pharmaceutical waste |  |  | 3 | ARCH-FFE | TRUE | FALSE | FALSE
FQ | Furniture and Non-medical Equipment | WS | Waste Management Services |  | 392 | FQWS-392 | CART: bin, pharmaceutical waste, foot pedal bin operation |  |  | 3 | ARCH-FFE | TRUE | FALSE | FALSE
FQ | Furniture and Non-medical Equipment | WS | Waste Management Services |  | 396 | FQWS-396 | TROLLEY: waste bag | FQSM-039 | TROLLEY: waste bag | 3 | ARCH-FFE | TRUE | FALSE | TRUE
FQ | Furniture and Non-medical Equipment | WS | Waste Management Services |  | 401 | FQWS-401 | DOLLY: bin, single |  |  | 3 | ARCH-FFE | TRUE | FALSE | FALSE
FQ | Furniture and Non-medical Equipment | WS | Waste Management Services |  | 402 | FQWS-402 | DOLLY: bin, single, for slimline bins |  |  | 3 | ARCH-FFE | TRUE | FALSE | FALSE
FQ | Furniture and Non-medical Equipment | WS | Waste Management Services |  | 406 | FQWS-406 | DOLLY: bin, double |  |  | 3 | ARCH-FFE | TRUE | FALSE | FALSE
FQ | Furniture and Non-medical Equipment | WS | Waste Management Services |  | 407 | FQWS-407 | DOLLY: bin, double, for slimline bins |  |  | 3 | ARCH-FFE | TRUE | FALSE | FALSE
FQ | Furniture and Non-medical Equipment | WS | Waste Management Services |  | 411 | FQWS-411 | DOLLY: bin, triple |  |  | 3 | ARCH-FFE | TRUE | FALSE | FALSE
FQ | Furniture and Non-medical Equipment | WS | Waste Management Services |  | 412 | FQWS-412 | DOLLY: bin, triple, for slimline bins |  |  | 3 | ARCH-FFE | TRUE | FALSE | FALSE
FQ | Furniture and Non-medical Equipment | WS | Waste Management Services |  | 421 | FQWS-421 | TROLLEY: bulk delivery/collection, bins, small |  |  | 3 | ARCH-FFE | TRUE | FALSE | FALSE
FQ | Furniture and Non-medical Equipment | WS | Waste Management Services |  | 422 | FQWS-422 | TROLLEY: bulk delivery/collection, bins, medium |  |  | 3 | ARCH-FFE | TRUE | FALSE | FALSE
FQ | Furniture and Non-medical Equipment | WS | Waste Management Services |  | 423 | FQWS-423 | TROLLEY: bulk delivery/collection, bins, large |  |  | 3 | ARCH-FFE | TRUE | FALSE | FALSE
FQ | Furniture and Non-medical Equipment | WS | Waste Management Services |  | 430 | FQWS-430 | SPILL KIT: general |  |  | 3 | ARCH-FFE | TRUE | FALSE | FALSE
FQ | Furniture and Non-medical Equipment | WS | Waste Management Services |  | 431 | FQWS-431 | SPILL KIT: biohazard |  |  | 3 | ARCH-FFE | TRUE | FALSE | FALSE
FQ | Furniture and Non-medical Equipment | WS | Waste Management Services |  | 432 | FQWS-432 | SPILL KIT: cytotoxic |  |  | 3 | ARCH-FFE | TRUE | FALSE | FALSE
FQ | Furniture and Non-medical Equipment | WS | Waste Management Services |  | 433 | FQWS-433 | SPILL KIT: hazardous chemical |  |  | 3 | ARCH-FFE | TRUE | FALSE | FALSE
FQ | Furniture and Non-medical Equipment | WS | Waste Management Services |  | 434 | FQWS-434 | SPILL KIT: oil and fuel |  |  | 3 | ARCH-FFE | TRUE | FALSE | FALSE
FQ | Furniture and Non-medical Equipment | WS | Waste Management Services |  | 441 | FQWS-441 | BIN ENCLOSURE: indoor, single, general waste |  |  | 1 | ARCH-FFE | TRUE | FALSE | FALSE
FQ | Furniture and Non-medical Equipment | WS | Waste Management Services |  | 442 | FQWS-442 | BIN ENCLOSURE: indoor, single, commingled recycling |  |  | 1 | ARCH-FFE | TRUE | FALSE | FALSE
FQ | Furniture and Non-medical Equipment | WS | Waste Management Services |  | 443 | FQWS-443 | BIN ENCLOSURE: indoor, single, paper/cardboard recycling |  |  | 1 | ARCH-FFE | TRUE | FALSE | FALSE
FQ | Furniture and Non-medical Equipment | WS | Waste Management Services |  | 444 | FQWS-444 | BIN ENCLOSURE: indoor, single, food waste/organics |  |  | 1 | ARCH-FFE | TRUE | FALSE | FALSE
FQ | Furniture and Non-medical Equipment | WS | Waste Management Services |  | 446 | FQWS-446 | BIN ENCLOSURE: outdoor, single, general waste | FQCW-023 | BIN: waste, outdoor | 1 | ARCH-FFE | TRUE | FALSE | FALSE
FQ | Furniture and Non-medical Equipment | WS | Waste Management Services |  | 447 | FQWS-447 | BIN ENCLOSURE: outdoor, single, commingled recycling |  |  | 1 | ARCH-FFE | TRUE | FALSE | FALSE
FQ | Furniture and Non-medical Equipment | WS | Waste Management Services |  | 448 | FQWS-448 | BIN ENCLOSURE: outdoor, single, paper/cardboard recycling |  |  | 1 | ARCH-FFE | TRUE | FALSE | FALSE
FQ | Furniture and Non-medical Equipment | WS | Waste Management Services |  | 449 | FQWS-449 | BIN ENCLOSURE: outdoor, single, food waste/organics |  |  | 1 | ARCH-FFE | TRUE | FALSE | FALSE
FQ | Furniture and Non-medical Equipment | WS | Waste Management Services |  | 451 | FQWS-451 | BIN ENCLOSURE: indoor, double, general waste and commingled recycling |  |  | 1 | ARCH-FFE | TRUE | FALSE | FALSE
FQ | Furniture and Non-medical Equipment | WS | Waste Management Services |  | 452 | FQWS-452 | BIN ENCLOSURE: indoor, double, general waste and paper/cardboard recycling |  |  | 1 | ARCH-FFE | TRUE | FALSE | FALSE
FQ | Furniture and Non-medical Equipment | WS | Waste Management Services |  | 453 | FQWS-453 | BIN ENCLOSURE: indoor, double, commingled recycling and paper/cardboard recycling |  |  | 1 | ARCH-FFE | TRUE | FALSE | FALSE
FQ | Furniture and Non-medical Equipment | WS | Waste Management Services |  | 456 | FQWS-456 | BIN ENCLOSURE: outdoor, double, general waste and commingled recycling |  |  | 1 | ARCH-FFE | TRUE | FALSE | FALSE
FQ | Furniture and Non-medical Equipment | WS | Waste Management Services |  | 457 | FQWS-457 | BIN ENCLOSURE: outdoor, double, general waste and paper/cardboard recycling |  |  | 1 | ARCH-FFE | TRUE | FALSE | FALSE
FQ | Furniture and Non-medical Equipment | WS | Waste Management Services |  | 458 | FQWS-458 | BIN ENCLOSURE: outdoor, double, commingled recycling and paper/cardboard recycling |  |  | 1 | ARCH-FFE | TRUE | FALSE | FALSE
FQ | Furniture and Non-medical Equipment | WS | Waste Management Services |  | 461 | FQWS-461 | BIN ENCLOSURE: indoor, triple, double, general waste, commingled recycling and paper/cardboard recycling |  |  | 1 | ARCH-FFE | TRUE | FALSE | FALSE
FQ | Furniture and Non-medical Equipment | WS | Waste Management Services |  | 462 | FQWS-462 | BIN ENCLOSURE: indoor, triple, double, general waste, commingled recycling and food waste/organics |  |  | 1 | ARCH-FFE | TRUE | FALSE | FALSE
FQ | Furniture and Non-medical Equipment | WS | Waste Management Services |  | 466 | FQWS-466 | BIN ENCLOSURE: outdoor, triple, double, general waste, commingled recycling and paper/cardboard recycling |  |  | 1 | ARCH-FFE | TRUE | FALSE | FALSE
FQ | Furniture and Non-medical Equipment | WS | Waste Management Services |  | 467 | FQWS-467 | BIN ENCLOSURE: outdoor, triple, double, general waste, commingled recycling and food waste/organics |  |  | 1 | ARCH-FFE | TRUE | FALSE | FALSE
FQ | Furniture and Non-medical Equipment | WS | Waste Management Services |  | 481 | FQWS-481 | COMPACTOR: waste, general | FQCW-052 | COMPACTOR: waste | 1 | ARCH-FFE | TRUE | FALSE | FALSE
FQ | Furniture and Non-medical Equipment | WS | Waste Management Services |  | 482 | FQWS-482 | COMPACTOR: waste, recycling |  |  | 1 | ARCH-FFE | TRUE | FALSE | FALSE
FS | Fire Services | DE | Detection |  | 011 | FSDE-011 | CONTROL PANEL: fire detection and alarm system (FDAS) | FSDE-007 | FIP: Fire Indicator Panel | 1 | ENGG-FI | TRUE | FALSE | FALSE
FS | Fire Services | DE | Detection |  | 012 | FSDE-012 | CONTROL PANEL: emergency warning and intercom system (EWIS) | FSDE-008 | CONTROL PANEL: fire and EWIS | 1 | ENGG-FI | TRUE | FALSE | FALSE
FS | Fire Services | DE | Detection |  | 016 | FSDE-016 | CONTROL PANEL: mimic | FSDE-001 | ALARM: fire, mimic panel | 1 | ENGG-FI | TRUE | FALSE | FALSE
FS | Fire Services | DE | Detection |  | 021 | FSDE-021 | HANDSET: warden intercom point (WIP) phone | FSDE-009 | HANDSET: warden intercom point (WIP) phone | 1 | ENGG-FI | TRUE | FALSE | FALSE
FS | Fire Services | DE | Detection |  | 031 | FSDE-031 | DETECTOR: smoke | FSDE-004 | DETECTOR: smoke | 1 | ENGG-FI | TRUE | FALSE | FALSE
FS | Fire Services | DE | Detection |  | 032 | FSDE-032 | DETECTOR: smoke, anti-ligature |  |  | 1 | ENGG-FI | TRUE | FALSE | FALSE
FS | Fire Services | DE | Detection |  | 036 | FSDE-036 | DETECTOR: heat | FSDE-003 | DETECTOR: heat | 1 | ENGG-FI | TRUE | FALSE | FALSE
FS | Fire Services | DE | Detection |  | 037 | FSDE-037 | DETECTOR: heat, anti-ligature |  |  | 1 | ENGG-FI | TRUE | FALSE | FALSE
FS | Fire Services | DE | Detection |  | 051 | FSDE-051 | ALARM: fire, manual call point (MCP), break glass |  |  | 1 | ENGG-FI | TRUE | FALSE | FALSE
FS | Fire Services | DE | Detection |  | 061 | FSDE-061 | SPEAKER: fire alarm, ceiling mounted |  |  | 1 | ENGG-FI | TRUE | FALSE | FALSE
FS | Fire Services | DE | Detection |  | 062 | FSDE-062 | SPEAKER: fire alarm, ceiling recessed |  |  | 1 | ENGG-FI | TRUE | FALSE | FALSE
FS | Fire Services | DE | Detection |  | 063 | FSDE-063 | SPEAKER: fire alarm, ceiling recessed, anti-ligature |  |  | 1 | ENGG-FI | TRUE | FALSE | FALSE
FS | Fire Services | DE | Detection |  | 066 | FSDE-066 | SPEAKER: fire alarm, wall mounted |  |  | 1 | ENGG-FI | TRUE | FALSE | FALSE
FS | Fire Services | DE | Detection |  | 067 | FSDE-067 | SPEAKER: fire alarm, wall recessed |  |  | 1 | ENGG-FI | TRUE | FALSE | FALSE
FS | Fire Services | DE | Detection |  | 068 | FSDE-068 | SPEAKER: fire alarm, wall recessed, anti-ligature |  |  | 1 | ENGG-FI | TRUE | FALSE | FALSE
FS | Fire Services | DE | Detection |  | 071 | FSDE-071 | HORN: fire alarm, ceiling mounted |  |  | 1 | ENGG-FI | TRUE | FALSE | FALSE
FS | Fire Services | DE | Detection |  | 076 | FSDE-076 | HORN: fire alarm, wall mounted |  |  | 1 | ENGG-FI | TRUE | FALSE | FALSE
FS | Fire Services | DE | Detection |  | 081 | FSDE-081 | LIGHT: fire alarm, visual alarm device (VAD), ceiling mounted |  |  | 1 | ENGG-FI | TRUE | FALSE | FALSE
FS | Fire Services | DE | Detection |  | 086 | FSDE-086 | LIGHT: fire alarm, visual alarm device (VAD), wall mounted |  |  | 1 | ENGG-FI | TRUE | FALSE | FALSE
FS | Fire Services | SP | Suppression |  | 001 | FSSP-001 | SPRINKLER: ceiling mounted | FSPV-014 | FIRE SUPPRESSION: sprinklers | 1 | ENGG-FI | TRUE | FALSE | FALSE
FS | Fire Services | SP | Suppression |  | 002 | FSSP-002 | SPRINKLER: concealed, ceiling mounted | FSPV-015 | FIRE SUPPRESSION: sprinklers, flush to ceiling | 1 | ENGG-FI | TRUE | FALSE | FALSE
FS | Fire Services | SP | Suppression |  | 003 | FSSP-003 | SPRINKLER: semi-recessed, ceiling mounted |  |  | 1 | ENGG-FI | TRUE | FALSE | FALSE
FS | Fire Services | SP | Suppression |  | 004 | FSSP-004 | SPRINKLER: anti-ligature, ceiling mounted |  |  | 1 | ENGG-FI | TRUE | FALSE | FALSE
FS | Fire Services | SP | Suppression |  | 011 | FSSP-011 | SPRINKLER: wall mounted |  |  | 1 | ENGG-FI | TRUE | FALSE | FALSE
FS | Fire Services | SP | Suppression |  | 021 | FSSP-021 | SPRINKLER: drencher, wall | FSPV-002 | FIRE SUPPRESSION: drenchers | 1 | ENGG-FI | TRUE | FALSE | FALSE
FS | Fire Services | SP | Suppression |  | 022 | FSSP-022 | SPRINKLER: drencher, window |  |  | 1 | ENGG-FI | TRUE | FALSE | FALSE
FS | Fire Services | SP | Suppression |  | 023 | FSSP-023 | SPRINKLER: drencher, roof |  |  | 1 | ENGG-FI | TRUE | FALSE | FALSE
FS | Fire Services | SP | Suppression |  | 051 | FSSP-051 | FIRE HOSE REEL: wall mounted | FSPV-011 | FIRE HOSE REEL: high pressure, retractable | 1 | ENGG-FI | TRUE | FALSE | FALSE
FS | Fire Services | SP | Suppression |  | 052 | FSSP-052 | FIRE HOSE REEL: pole mounted |  |  | 1 | ENGG-FI | TRUE | FALSE | FALSE
FS | Fire Services | SP | Suppression |  | 061 | FSSP-061 | CABINET: fire hose reel, wall mounted |  |  | 1 | ENGG-FI | TRUE | FALSE | FALSE
FS | Fire Services | SP | Suppression |  | 071 | FSSP-071 | FIRE HYDRANT |  |  | 1 | ENGG-FI | TRUE | FALSE | FALSE
FS | Fire Services | SP | Suppression |  | 101 | FSSP-101 | FIRE EXTINGUISHER: blanket | FSPV-005 | FIRE EXTINGUISHER: blanket | 1 | ENGG-FI | TRUE | FALSE | FALSE
FS | Fire Services | SP | Suppression |  | 102 | FSSP-102 | FIRE EXTINGUISHER: dry chemical | FSPV-007 | FIRE EXTINGUISHER: dry chemical | 1 | ENGG-FI | TRUE | FALSE | FALSE
FS | Fire Services | SP | Suppression |  | 103 | FSSP-103 | FIRE EXTINGUISHER: carbon dioxide (CO2) | FSPV-006 | FIRE EXTINGUISHER: CO2 | 1 | ENGG-FI | TRUE | FALSE | FALSE
FS | Fire Services | SP | Suppression |  | 104 | FSSP-104 | FIRE EXTINGUISHER: foam | FSPV-008 | FIRE EXTINGUISHER: foam/powder | 1 | ENGG-FI | TRUE | FALSE | FALSE
FS | Fire Services | SP | Suppression |  | 105 | FSSP-105 | FIRE EXTINGUISHER: wet chemical |  |  | 1 | ENGG-FI | TRUE | FALSE | FALSE
FS | Fire Services | SP | Suppression |  | 106 | FSSP-106 | FIRE EXTINGUISHER: water |  |  | 1 | ENGG-FI | TRUE | FALSE | FALSE
FS | Fire Services | SP | Suppression |  | 107 | FSSP-107 | FIRE EXTINGUISHER: powder |  |  | 1 | ENGG-FI | TRUE | FALSE | FALSE
HY | Hydraulic Services | BA | Basins, Baths and Sinks |  | 101 | HYBA-101 | BASIN: type A, handwashing | HYBA-009 | BASIN: handwash, Type A, scrub | 1 | ARCH-FFE | TRUE | FALSE | TRUE
HY | Hydraulic Services | BA | Basins, Baths and Sinks |  | 111 | HYBA-111 | SCRUB TROUGH: type A, handwashing, wall mounted |  |  | 1 | ARCH-FFE | TRUE | FALSE | FALSE
HY | Hydraulic Services | BA | Basins, Baths and Sinks |  | 112 | HYBA-112 | SCRUB TROUGH: type A, handwashing, floor mounted | HYBA-077 | SINK: trough, scrub | 1 | ARCH-FFE | TRUE | FALSE | TRUE
HY | Hydraulic Services | BA | Basins, Baths and Sinks |  | 121 | HYBA-121 | BASIN: type B, handwashing | HYBA-010 | BASIN: handwash, Type B | 1 | ARCH-FFE | TRUE | FALSE | TRUE
HY | Hydraulic Services | BA | Basins, Baths and Sinks |  | 141 | HYBA-141 | BASIN: type C, handwashing | HYBA-011 | BASIN: handwash, Type C | 1 | ARCH-FFE | TRUE | FALSE | FALSE
HY | Hydraulic Services | BA | Basins, Baths and Sinks |  | 142 | HYBA-142 | BASIN: type C, handwashing, with integral single shelf | HYBA-078 | BASIN: with integrated shelf | 1 | ARCH-FFE | TRUE | FALSE | TRUE
HY | Hydraulic Services | BA | Basins, Baths and Sinks |  | 143 | HYBA-143 | BASIN: type C, handwashing, with integral double shelf |  |  | 1 | ARCH-FFE | TRUE | FALSE | FALSE
HY | Hydraulic Services | BA | Basins, Baths and Sinks |  | 146 | HYBA-146 | BASIN: type C, handwashing, accessible | HYBA-005 | BASIN: handwash, accessible | 1 | ARCH-FFE | TRUE | FALSE | FALSE
HY | Hydraulic Services | BA | Basins, Baths and Sinks |  | 147 | HYBA-147 | BASIN: type C, handwashing, accessible, with integral single shelf |  |  | 1 | ARCH-FFE | TRUE | FALSE | FALSE
HY | Hydraulic Services | BA | Basins, Baths and Sinks |  | 148 | HYBA-148 | BASIN: type C, handwashing, accessible, with integral double shelf |  |  | 1 | ARCH-FFE | TRUE | FALSE | TRUE
HY | Hydraulic Services | BA | Basins, Baths and Sinks |  | 151 | HYBA-151 | BASIN: type C, handwashing, anti-ligature, tamper proof |  |  | 1 | ARCH-FFE | TRUE | FALSE | FALSE
HY | Hydraulic Services | BA | Basins, Baths and Sinks |  | 152 | HYBA-152 | BASIN: type C, handwashing, anti-ligature, tamper proof, with integral single shelf |  |  | 1 | ARCH-FFE | TRUE | FALSE | TRUE
HY | Hydraulic Services | BA | Basins, Baths and Sinks |  | 153 | HYBA-153 | BASIN: type C, handwashing, anti-ligature, tamper proof, with integral double shelf |  |  | 1 | ARCH-FFE | TRUE | FALSE | FALSE
HY | Hydraulic Services | BA | Basins, Baths and Sinks |  | 156 | HYBA-156 | BASIN: type C, handwashing, anti-ligature, tamper proof, integrated tapware |  |  | 1 | ARCH-FFE | TRUE | FALSE | FALSE
HY | Hydraulic Services | BA | Basins, Baths and Sinks |  | 158 | HYBA-158 | BASIN: type C, handwashing, anti-ligature, tamper proof, integrated tapware, with integral double shelf |  |  | 1 | ARCH-FFE | TRUE | FALSE | FALSE
HY | Hydraulic Services | BA | Basins, Baths and Sinks |  | 157 | HYBA-157 | BASIN: type C, handwashing, anti-ligature, tamper proof, integrated tapware, with integral single shelf |  |  | 1 | ARCH-FFE | TRUE | FALSE | FALSE
HY | Hydraulic Services | BA | Basins, Baths and Sinks |  | 171 | HYBA-171 | BASIN: type C, handwashing, integral to vanity/bench | HYBA-002; HYBA-012 | BASIN: ensuite, with vanity unit; BASIN: handwash, Type C, with vanity unit | 1 | ARCH-FFE | TRUE | FALSE | FALSE
HY | Hydraulic Services | BA | Basins, Baths and Sinks |  | 172 | HYBA-172 | BASIN: type C, handwashing, top mounted to vanity/bench |  |  | 1 | ARCH-FFE | TRUE | FALSE | FALSE
HY | Hydraulic Services | BA | Basins, Baths and Sinks |  | 173 | HYBA-173 | BASIN: type C, handwashing, under mounted to vanity/bench |  |  | 1 | ARCH-FFE | TRUE | FALSE | FALSE
HY | Hydraulic Services | BA | Basins, Baths and Sinks |  | 174 | HYBA-174 | BASIN: type C, handwashing, semi-recessed to vanity/bench |  |  | 1 | ARCH-FFE | TRUE | FALSE | FALSE
HY | Hydraulic Services | BA | Basins, Baths and Sinks |  | 201 | HYBA-201 | BATH: domestic, built-in, straight | HYBA-025 | BATH: domestic | 1 | ARCH-FFE | TRUE | FALSE | FALSE
HY | Hydraulic Services | BA | Basins, Baths and Sinks |  | 202 | HYBA-202 | BATH: domestic, built-in, straight, inset |  |  | 1 | ARCH-FFE | TRUE | FALSE | FALSE
HY | Hydraulic Services | BA | Basins, Baths and Sinks |  | 203 | HYBA-203 | BATH: domestic, built-in, corner | HYBA-024 | BATH: corner | 1 | ARCH-FFE | TRUE | FALSE | FALSE
HY | Hydraulic Services | BA | Basins, Baths and Sinks |  | 204 | HYBA-204 | BATH: domestic, built-in, corner, inset |  |  | 1 | ARCH-FFE | TRUE | FALSE | FALSE
HY | Hydraulic Services | BA | Basins, Baths and Sinks |  | 206 | HYBA-206 | BATH: domestic, freestanding |  |  | 1 | ARCH-FFE | TRUE | FALSE | FALSE
HY | Hydraulic Services | BA | Basins, Baths and Sinks |  | 207 | HYBA-207 | BATH: domestic, freestanding, back to wall |  |  | 1 | ARCH-FFE | TRUE | FALSE | FALSE
HY | Hydraulic Services | BA | Basins, Baths and Sinks |  | 221 | HYBA-221 | BATH: patient, fixed height | HYBA-028 | BATH: patient | 1 | ARCH-FFE | TRUE | FALSE | FALSE
HY | Hydraulic Services | BA | Basins, Baths and Sinks |  | 222 | HYBA-222 | BATH: patient, seated, fixed height |  |  | 1 | ARCH-FFE | TRUE | FALSE | FALSE
HY | Hydraulic Services | BA | Basins, Baths and Sinks |  | 226 | HYBA-226 | BATH: patient, adjustable height | HYBA-020 | BATH: adjustable height, auto | 1 | ARCH-FFE | TRUE | FALSE | FALSE
HY | Hydraulic Services | BA | Basins, Baths and Sinks |  | 251 | HYBA-251 | BATH: baby, built-in, integral to bench |  |  | 1 | ARCH-FFE | TRUE | FALSE | FALSE
HY | Hydraulic Services | BA | Basins, Baths and Sinks |  | 252 | HYBA-252 | BATH: baby, built-in, inset to bench | HYBA-022 | BATH: baby | 1 | ARCH-FFE | TRUE | FALSE | FALSE
HY | Hydraulic Services | BA | Basins, Baths and Sinks |  | 281 | HYBA-281 | POOL: birthing, back to wall | HYBA-023 | BATH: birthing | 1 | ARCH-FFE | TRUE | FALSE | FALSE
HY | Hydraulic Services | BA | Basins, Baths and Sinks |  | 282 | HYBA-282 | POOL: birthing, freestanding |  |  | 1 | ARCH-FFE | TRUE | FALSE | FALSE
HY | Hydraulic Services | BA | Basins, Baths and Sinks |  | 301 | HYBA-301 | SINK: single bowl | HYBA-051; HYBA-052; HYBA-053; HYBA-054; HYBA-055; HYBA-056; HYBA-057; HYBA-058; HYBA-059; HYBA-060; HYBA-061; HYBA-062; HYBA-063 | SINK: single; SINK: single, 450 x 350 x 250D; SINK: single, 450 x 350 x 300D; SINK: single, 450 x 450 x 300D; SINK: single, 500 x 450 x 250D; SINK: single, 500 x 450 x 300D; SINK: single, 600 x 400 x 250D; SINK: single, 600 x 400 x 300D; SINK: single, 600 x 450 x 300D; SINK: single, 600 x 450 x 450D; SINK: single, 650 x 450 x 250D; SINK: single, 750 x 480 x 275D; SINK: single, 750 x 500 x 300D | 1 | ARCH-FFE | TRUE | FALSE | TRUE
HY | Hydraulic Services | BA | Basins, Baths and Sinks |  | 302 | HYBA-302 | SINK: single bowl, accessible |  |  | 1 | ARCH-FFE | TRUE | FALSE | FALSE
HY | Hydraulic Services | BA | Basins, Baths and Sinks |  | 303 | HYBA-303 | SINK: single bowl, with drainer | HYBA-065; HYBA-066; HYBA-069 | SINK: single, with drainer; SINK: single, with drainer, 1235mmL; SINK: single, with drainer, 930mmL | 1 | ARCH-FFE | TRUE | FALSE | FALSE
HY | Hydraulic Services | BA | Basins, Baths and Sinks |  | 304 | HYBA-304 | SINK: single bowl, with drainer, accessible | HYBA-080 | SINK: single, with drainer, accessible | 1 | ARCH-FFE | TRUE | FALSE | TRUE
HY | Hydraulic Services | BA | Basins, Baths and Sinks |  | 321 | HYBA-321 | SINK: 1 1/2 bowl |  |  | 1 | ARCH-FFE | TRUE | FALSE | FALSE
HY | Hydraulic Services | BA | Basins, Baths and Sinks |  | 322 | HYBA-322 | SINK: 1 1/2 bowl, accessible |  |  | 1 | ARCH-FFE | TRUE | FALSE | FALSE
HY | Hydraulic Services | BA | Basins, Baths and Sinks |  | 323 | HYBA-323 | SINK: 1 1/2 bowl, with drainer | HYBA-041 | SINK: double, with drainer, half size rinse bowl | 1 | ARCH-FFE | TRUE | FALSE | FALSE
HY | Hydraulic Services | BA | Basins, Baths and Sinks |  | 324 | HYBA-324 | SINK: 1 1/2 bowl, with drainer, accessible |  |  | 1 | ARCH-FFE | TRUE | FALSE | FALSE
HY | Hydraulic Services | BA | Basins, Baths and Sinks |  | 341 | HYBA-341 | SINK: double bowl | HYBA-043 | SINK: double | 1 | ARCH-FFE | TRUE | FALSE | FALSE
HY | Hydraulic Services | BA | Basins, Baths and Sinks |  | 342 | HYBA-342 | SINK: double bowl, accessible |  |  | 1 | ARCH-FFE | TRUE | FALSE | FALSE
HY | Hydraulic Services | BA | Basins, Baths and Sinks |  | 343 | HYBA-343 | SINK: double bowl, with drainer |  |  | 1 | ARCH-FFE | TRUE | FALSE | FALSE
HY | Hydraulic Services | BA | Basins, Baths and Sinks |  | 344 | HYBA-344 | SINK: double bowl, with drainer, accessible |  |  | 1 | ARCH-FFE | TRUE | FALSE | FALSE
HY | Hydraulic Services | BA | Basins, Baths and Sinks |  | 401 | HYBA-401 | SINK: flushing rim | HYBA-046 | SINK: flushing rim | 1 | ARCH-FFE | TRUE | FALSE | FALSE
HY | Hydraulic Services | BA | Basins, Baths and Sinks |  | 411 | HYBA-411 | SINK: laundry, single bowl | HYBA-064 | SINK: single, laundry | 1 | ARCH-FFE | TRUE | FALSE | TRUE
HY | Hydraulic Services | BA | Basins, Baths and Sinks |  | 412 | HYBA-412 | SINK: laundry, double bowl | HYBA-045 | SINK: double, laundry | 1 | ARCH-FFE | TRUE | FALSE | FALSE
HY | Hydraulic Services | BA | Basins, Baths and Sinks |  | 416 | HYBA-416 | SINK: laundry, single bowl, with cabinet |  |  | 1 | ARCH-FFE | TRUE | FALSE | FALSE
HY | Hydraulic Services | BA | Basins, Baths and Sinks |  | 417 | HYBA-417 | SINK: laundry, double bowl, with cabinet |  |  | 1 | ARCH-FFE | TRUE | FALSE | FALSE
HY | Hydraulic Services | BA | Basins, Baths and Sinks |  | 421 | HYBA-421 | SINK: dental, single bowl | HYBA-079 | SINK: single, dental | 1 | ARCH-FFE | TRUE | FALSE | TRUE
HY | Hydraulic Services | BA | Basins, Baths and Sinks |  | 431 | HYBA-431 | SINK: radioisotope, single bowl | HYBA-049 | SINK: radio-isotope | 1 | ARCH-FFE | TRUE | FALSE | FALSE
HY | Hydraulic Services | BA | Basins, Baths and Sinks |  | 451 | HYBA-451 | SINK: cleaner, with grate, wall mounted | HYBA-040 | SINK: cleaner | 1 | ARCH-FFE | TRUE | FALSE | TRUE
HY | Hydraulic Services | BA | Basins, Baths and Sinks |  | 452 | HYBA-452 | SINK: cleaner, with grate, floor mounted |  |  | 1 | ARCH-FFE | TRUE | FALSE | FALSE
HY | Hydraulic Services | BA | Basins, Baths and Sinks |  | 491 | HYBA-491 | SLOPHOPPER: stainless steel, floor mounted | HYBA-075 | SINK: slophopper, stainless steel | 1 | ARCH-FFE | TRUE | FALSE | FALSE
HY | Hydraulic Services | BA | Basins, Baths and Sinks |  | 492 | HYBA-492 | SLOPHOPPER: porcelain, floor mounted |  |  | 1 | ARCH-FFE | TRUE | FALSE | FALSE
HY | Hydraulic Services | BA | Basins, Baths and Sinks | HYBA-142 | 01 | HYBA-142.01 | BASIN: type C, handwashing, with integral single shelf, left |  |  | 1 | ARCH-FFE | TRUE | FALSE | FALSE
HY | Hydraulic Services | BA | Basins, Baths and Sinks | HYBA-142 | 02 | HYBA-142.02 | BASIN: type C, handwashing, with integral single shelf, right |  |  | 1 | ARCH-FFE | TRUE | FALSE | FALSE
HY | Hydraulic Services | BA | Basins, Baths and Sinks | HYBA-147 | 01 | HYBA-147.01 | BASIN: type C, handwashing, accessible, with integral single shelf, left |  |  | 1 | ARCH-FFE | TRUE | FALSE | FALSE
HY | Hydraulic Services | BA | Basins, Baths and Sinks | HYBA-147 | 02 | HYBA-147.02 | BASIN: type C, handwashing, accessible, with integral single shelf, right |  |  | 1 | ARCH-FFE | TRUE | FALSE | FALSE
HY | Hydraulic Services | BA | Basins, Baths and Sinks | HYBA-152 | 01 | HYBA-152.01 | BASIN: type C, handwashing, anti-ligature, tamper proof, with integral single shelf, left |  |  | 1 | ARCH-FFE | TRUE | FALSE | FALSE
HY | Hydraulic Services | BA | Basins, Baths and Sinks | HYBA-152 | 02 | HYBA-152.02 | BASIN: type C, handwashing, anti-ligature, tamper proof, with integral single shelf, right |  |  | 1 | ARCH-FFE | TRUE | FALSE | FALSE
HY | Hydraulic Services | BA | Basins, Baths and Sinks | HYBA-157 | 01 | HYBA-157.01 | BASIN: type C, handwashing, anti-ligature, tamper proof, integrated tapware, with integral single shelf, left |  |  | 1 | ARCH-FFE | TRUE | FALSE | FALSE
HY | Hydraulic Services | BA | Basins, Baths and Sinks | HYBA-157 | 02 | HYBA-157.02 | BASIN: type C, handwashing, anti-ligature, tamper proof, integrated tapware, with integral single shelf, right |  |  | 1 | ARCH-FFE | TRUE | FALSE | FALSE
HY | Hydraulic Services | BA | Basins, Baths and Sinks | HYBA-303 | 01 | HYBA-303.01 | SINK: single bowl, with drainer, left bowl | HYBA-067; HYBA-070 | SINK: single, with drainer, 1235mm L, left bowl; SINK: single, with drainer, 930mmL, left bowl | 1 | ARCH-FFE | TRUE | FALSE | FALSE
HY | Hydraulic Services | BA | Basins, Baths and Sinks | HYBA-303 | 02 | HYBA-303.02 | SINK: single bowl, with drainer, right bowl | HYBA-068; HYBA-071 | SINK: single, with drainer, 1235mmL, right bowl; SINK: single, with drainer, 930mmL, right bowl | 1 | ARCH-FFE | TRUE | FALSE | FALSE
HY | Hydraulic Services | BA | Basins, Baths and Sinks | HYBA-303 | 03 | HYBA-303.03 | SINK: single bowl, with drainer, centred bowl | HYBA-072 | SINK: single, with drainer, centre bowl | 1 | ARCH-FFE | TRUE | FALSE | FALSE
HY | Hydraulic Services | BA | Basins, Baths and Sinks | HYBA-304 | 01 | HYBA-304.01 | SINK: single bowl, with drainer, accessible, left bowl |  |  | 1 | ARCH-FFE | TRUE | FALSE | FALSE
HY | Hydraulic Services | BA | Basins, Baths and Sinks | HYBA-304 | 02 | HYBA-304.02 | SINK: single bowl, with drainer, accessible, right bowl |  |  | 1 | ARCH-FFE | TRUE | FALSE | FALSE
HY | Hydraulic Services | BA | Basins, Baths and Sinks | HYBA-304 | 03 | HYBA-304.03 | SINK: single bowl, with drainer, accessible, centred bowl |  |  | 1 | ARCH-FFE | TRUE | FALSE | FALSE
HY | Hydraulic Services | BA | Basins, Baths and Sinks | HYBA-323 | 01 | HYBA-323.01 | SINK: 1 1/2 bowl, with drainer, left bowls |  |  | 1 | ARCH-FFE | TRUE | FALSE | FALSE
HY | Hydraulic Services | BA | Basins, Baths and Sinks | HYBA-323 | 02 | HYBA-323.02 | SINK: 1 1/2 bowl, with drainer, right bowls |  |  | 1 | ARCH-FFE | TRUE | FALSE | FALSE
HY | Hydraulic Services | BA | Basins, Baths and Sinks | HYBA-323 | 03 | HYBA-323.03 | SINK: 1 1/2 bowl, with drainer, centred bowls |  |  | 1 | ARCH-FFE | TRUE | FALSE | FALSE
HY | Hydraulic Services | BA | Basins, Baths and Sinks | HYBA-324 | 01 | HYBA-324.01 | SINK: 1 1/2 bowl, with drainer, accessible, left bowls |  |  | 1 | ARCH-FFE | TRUE | FALSE | FALSE
HY | Hydraulic Services | BA | Basins, Baths and Sinks | HYBA-324 | 02 | HYBA-324.02 | SINK: 1 1/2 bowl, with drainer, accessible, right bowls |  |  | 1 | ARCH-FFE | TRUE | FALSE | FALSE
HY | Hydraulic Services | BA | Basins, Baths and Sinks | HYBA-324 | 03 | HYBA-324.03 | SINK: 1 1/2 bowl, with drainer, accessible, centred bowls |  |  | 1 | ARCH-FFE | TRUE | FALSE | FALSE
HY | Hydraulic Services | BA | Basins, Baths and Sinks | HYBA-343 | 01 | HYBA-343.01 | SINK: double bowl, with drainer, left bowls |  |  | 1 | ARCH-FFE | TRUE | FALSE | FALSE
HY | Hydraulic Services | BA | Basins, Baths and Sinks | HYBA-343 | 02 | HYBA-343.02 | SINK: double bowl, with drainer, right bowls |  |  | 1 | ARCH-FFE | TRUE | FALSE | FALSE
HY | Hydraulic Services | BA | Basins, Baths and Sinks | HYBA-343 | 03 | HYBA-343.03 | SINK: double bowl, with drainer, centred bowls | HYBA-042 | SINK: double, with drainer, centre bowls | 1 | ARCH-FFE | TRUE | FALSE | FALSE
HY | Hydraulic Services | BA | Basins, Baths and Sinks | HYBA-344 | 01 | HYBA-344.01 | SINK: double bowl, with drainer, left bowls |  |  | 1 | ARCH-FFE | TRUE | FALSE | FALSE
HY | Hydraulic Services | BA | Basins, Baths and Sinks | HYBA-344 | 02 | HYBA-344.02 | SINK: double bowl, with drainer, right bowls |  |  | 1 | ARCH-FFE | TRUE | FALSE | FALSE
HY | Hydraulic Services | BA | Basins, Baths and Sinks | HYBA-344 | 03 | HYBA-344.03 | SINK: double bowl, with drainer, centred bowls |  |  | 1 | ARCH-FFE | TRUE | FALSE | FALSE
HY | Hydraulic Services | BA | Basins, Baths and Sinks |  | 311 | HYBA-311 | SINK: single bowl, integral to bench | HYBA-051; HYBA-052; HYBA-053; HYBA-054; HYBA-055; HYBA-056; HYBA-057; HYBA-058; HYBA-059; HYBA-060; HYBA-061; HYBA-062; HYBA-063 | SINK: single; SINK: single, 450 x 350 x 250D; SINK: single, 450 x 350 x 300D; SINK: single, 450 x 450 x 300D; SINK: single, 500 x 450 x 250D; SINK: single, 500 x 450 x 300D; SINK: single, 600 x 400 x 250D; SINK: single, 600 x 400 x 300D; SINK: single, 600 x 450 x 300D; SINK: single, 600 x 450 x 450D; SINK: single, 650 x 450 x 250D; SINK: single, 750 x 480 x 275D; SINK: single, 750 x 500 x 300D | 1 | ARCH-FFE | TRUE | FALSE | FALSE
HY | Hydraulic Services | BA | Basins, Baths and Sinks |  | 331 | HYBA-331 | SINK: 1 1/2 bowl, integral to bench |  |  | 1 | ARCH-FFE | TRUE | FALSE | FALSE
HY | Hydraulic Services | BA | Basins, Baths and Sinks |  | 351 | HYBA-351 | SINK: double bowl, integral to bench | HYBA-043 | SINK: double | 1 | ARCH-FFE | TRUE | FALSE | FALSE
HY | Hydraulic Services | DR | Drainage |  | 021 | HYDR-021 | DRAIN: floor waste, round | HYDR-004 | DRAIN: floor waste | 1 | ENGG-HY | TRUE | FALSE | TRUE
HY | Hydraulic Services | DR | Drainage |  | 022 | HYDR-022 | DRAIN: floor waste, round, tamper proof, anti-ligature, tamper proof | HYDR-010 | DRAIN: floor waste, anti ligature | 1 | ENGG-HY | TRUE | FALSE | TRUE
HY | Hydraulic Services | DR | Drainage |  | 023 | HYDR-023 | DRAIN: floor waste, square |  |  | 1 | ENGG-HY | TRUE | FALSE | TRUE
HY | Hydraulic Services | DR | Drainage |  | 024 | HYDR-024 | DRAIN: floor waste, square, tamper proof, anti-ligature, tamper proof |  |  | 1 | ENGG-HY | TRUE | FALSE | FALSE
HY | Hydraulic Services | DR | Drainage |  | 025 | HYDR-025 | DRAIN: floor waste, linear | HYDR-003 | DRAIN: floor trough | 1 | ENGG-HY | TRUE | FALSE | FALSE
HY | Hydraulic Services | DR | Drainage |  | 026 | HYDR-026 | DRAIN: floor waste, linear, tamper proof, anti-ligature, tamper proof |  |  | 1 | ENGG-HY | TRUE | FALSE | FALSE
HY | Hydraulic Services | DR | Drainage |  | 031 | HYDR-031 | DRAIN: floor waste, sealed, round | HYDR-016 | DRAIN: floor waste, sealed | 1 | ENGG-HY | TRUE | FALSE | FALSE
HY | Hydraulic Services | DR | Drainage |  | 032 | HYDR-032 | DRAIN: floor waste, sealed, square |  |  | 1 | ENGG-HY | TRUE | FALSE | FALSE
HY | Hydraulic Services | DR | Drainage |  | 036 | HYDR-036 | DRAIN: floor waste, sump, round |  |  | 1 | ENGG-HY | TRUE | FALSE | FALSE
HY | Hydraulic Services | DR | Drainage |  | 037 | HYDR-037 | DRAIN: floor waste, sump, square | HYDR-017 | DRAIN: floor waste, 300 x 300 | 1 | ENGG-HY | TRUE | FALSE | FALSE
HY | Hydraulic Services | DR | Drainage |  | 041 | HYDR-041 | DRAIN: floor waste, bucket trap, round |  |  | 1 | ENGG-HY | TRUE | FALSE | FALSE
HY | Hydraulic Services | DR | Drainage |  | 042 | HYDR-042 | DRAIN: floor waste, bucket trap, square |  |  | 1 | ENGG-HY | TRUE | FALSE | FALSE
HY | Hydraulic Services | DR | Drainage |  | 051 | HYDR-051 | DRAIN: floor waste, special, decontamination shower |  |  | 1 | ENGG-HY | TRUE | FALSE | FALSE
HY | Hydraulic Services | DR | Drainage |  | 052 | HYDR-052 | DRAIN: floor waste, special, radiopharmaceutical |  |  | 1 | ENGG-HY | TRUE | FALSE | FALSE
HY | Hydraulic Services | DR | Drainage |  | 081 | HYDR-081 | DRAIN: clear out, round | HYDR-009 | DRAIN: clear out | 1 | ENGG-HY | TRUE | FALSE | FALSE
HY | Hydraulic Services | DR | Drainage |  | 082 | HYDR-082 | DRAIN: clear out, round, tamper proof, anti-ligature, tamper proof | HYDR-011 | DRAIN: clear out, anti ligature | 1 | ENGG-HY | TRUE | FALSE | TRUE
HY | Hydraulic Services | DR | Drainage |  | 083 | HYDR-083 | DRAIN: clear out, square |  |  | 1 | ENGG-HY | TRUE | FALSE | FALSE
HY | Hydraulic Services | DR | Drainage |  | 084 | HYDR-084 | DRAIN: clear out, square, tamper proof, anti-ligature, tamper proof |  |  | 1 | ENGG-HY | TRUE | FALSE | FALSE
HY | Hydraulic Services | DR | Drainage |  | 101 | HYDR-101 | TUNDISH: fixture mounted | HYDR-006 | DRAIN: tundish | 1 | ENGG-HY | TRUE | FALSE | FALSE
HY | Hydraulic Services | DR | Drainage |  | 102 | HYDR-102 | TUNDISH: floor mounted | HYDR-018 | DRAIN: tundish, floor drain | 1 | ENGG-HY | TRUE | FALSE | TRUE
HY | Hydraulic Services | DR | Drainage |  | 103 | HYDR-103 | TUNDISH: wall mounted |  |  | 1 | ENGG-HY | TRUE | FALSE | TRUE
HY | Hydraulic Services | DR | Drainage |  | 104 | HYDR-104 | TUNDISH: in wall, with viewing panel | HYDR-015; HYDR-007 | DRAIN: tundish unit, integral drainage outlets; INSPECTION POINT: tundish | 1 | ENGG-HY | TRUE | FALSE | TRUE
HY | Hydraulic Services | DR | Drainage |  | 151 | HYDR-151 | TRAP: plaster | HYDR-008 | TRAP: plaster | 1 | ENGG-HY | TRUE | FALSE | TRUE
HY | Hydraulic Services | DR | Drainage |  | 152 | HYDR-152 | TRAP: grease | HYDR-005 | DRAIN: grease trap | 1 | ENGG-HY | TRUE | FALSE | FALSE
HY | Hydraulic Services | DR | Drainage |  | 153 | HYDR-153 | TRAP: lint |  |  | 1 | ENGG-HY | TRUE | FALSE | FALSE
HY | Hydraulic Services | DR | Drainage |  | 161 | HYDR-161 | TRAP: cooling pit, automated endoscope reprocessing (AER) |  |  | 1 | ENGG-HY | TRUE | FALSE | FALSE
HY | Hydraulic Services | DR | Drainage |  | 181 | HYDR-181 | ACCESS PANEL: waterless trap | HYDR-019 | ACCESS PANEL: waterless trap | 1 | ENGG-HY | TRUE | FALSE | TRUE
HY | Hydraulic Services | DR | Drainage |  | 201 | HYDR-201 | DIRECT CONNECTION: wastewater, general |  |  | 1 | ENGG-HY | FALSE | FALSE | TRUE
HY | Hydraulic Services | DR | Drainage |  | 206 | HYDR-206 | DIRECT CONNECTION: wastewater, dental chair | HYDR-001 | DRAIN: special requirements | 1 | ENGG-HY | FALSE | FALSE | TRUE
HY | Hydraulic Services | DR | Drainage |  | 211 | HYDR-211 | DIRECT CONNECTION: wastewater, evisceration/autopsy table |  |  | 1 | ENGG-HY | FALSE | FALSE | FALSE
HY | Hydraulic Services | DR | Drainage |  | 212 | HYDR-212 | DIRECT CONNECTION: wastewater, dissection table |  |  | 1 | ENGG-HY | FALSE | FALSE | FALSE
HY | Hydraulic Services | DR | Drainage |  | 202 | HYDR-202 | DIRECT CONNECTION: wastewater, trade | HYDR-001 | DRAIN: special requirements | 1 | ENGG-HY | FALSE | FALSE | FALSE
HY | Hydraulic Services | DR | Drainage |  | 203 | HYDR-203 | DIRECT CONNECTION: wastewater, radioactive | HYDR-001 | DRAIN: special requirements | 1 | ENGG-HY | FALSE | FALSE | FALSE
HY | Hydraulic Services | DR | Drainage |  | 156 | HYDR-156 | TRAP: cooling pit |  |  | 1 | ENGG-HY | TRUE | FALSE | FALSE
HY | Hydraulic Services | DR | Drainage |  | 157 | HYDR-157 | TRAP: cooling pit, with sealed lid |  |  | 1 | ENGG-HY | TRUE | FALSE | TRUE
HY | Hydraulic Services | GE | General |  | 081 | HYGE-081 | WALL BOX: renal dialysis, integral tundish, with 1 water supply connection and 1 drain connection | MMGE-096 | STATION: combination dialysis connection point and waste water tundish | 1 | ENGG-HY | TRUE | FALSE | TRUE
HY | Hydraulic Services | GE | General |  | 082 | HYGE-082 | WALL BOX: renal dialysis, integral tundish, with 1 water supply connection and 2 drain connections |  |  | 1 | ENGG-HY | TRUE | FALSE | TRUE
HY | Hydraulic Services | GE | General |  | 031 | HYGE-031 | TROUGH: boot wash, floor recessed | HYGE-026 | TROUGH: boot wash | 1 | ARCH-FFE | TRUE | FALSE | FALSE
HY | Hydraulic Services | GE | General |  | 032 | HYGE-032 | TROUGH: boot wash, floor mounted |  |  | 1 | ARCH-FFE | TRUE | FALSE | FALSE
HY | Hydraulic Services | GE | General |  | 041 | HYGE-041 | TROUGH: foot wash, floor recessed |  |  | 1 | ARCH-FFE | TRUE | FALSE | FALSE
HY | Hydraulic Services | GE | General |  | 042 | HYGE-042 | TROUGH: foot wash, floor mounted |  |  | 1 | ARCH-FFE | TRUE | FALSE | FALSE
HY | Hydraulic Services | GE | General |  | 051 | HYGE-051 | DRINKING FOUNTAIN: wall mounted |  |  | 1 | ARCH-FFE | TRUE | FALSE | FALSE
HY | Hydraulic Services | GE | General |  | 052 | HYGE-052 | DRINKING FOUNTAIN: wall mounted, accessible |  |  | 1 | ARCH-FFE | TRUE | FALSE | FALSE
HY | Hydraulic Services | GE | General |  | 053 | HYGE-053 | DRINKING FOUNTAIN: wall recessed |  |  | 1 | ARCH-FFE | TRUE | FALSE | FALSE
HY | Hydraulic Services | GE | General |  | 056 | HYGE-056 | DRINKING FOUNTAIN: floor mounted |  |  | 1 | ARCH-FFE | TRUE | FALSE | FALSE
HY | Hydraulic Services | GE | General |  | 057 | HYGE-057 | DRINKING FOUNTAIN: floor mounted, accessible |  |  | 1 | ARCH-FFE | TRUE | FALSE | FALSE
HY | Hydraulic Services | GE | General |  | 101 | HYGE-101 | WATER SYSTEM: filter unit and tap, boiling | HYGE-004 | BOILING WATER UNIT: 15 Litre | 1 | ARCH-FFE | TRUE | FALSE | FALSE
HY | Hydraulic Services | GE | General |  | 102 | HYGE-102 | WATER SYSTEM: filter unit and tap, boiling, integral font |  |  | 1 | ARCH-FFE | TRUE | FALSE | FALSE
HY | Hydraulic Services | GE | General |  | 106 | HYGE-106 | WATER SYSTEM: filter unit and tap, chilled | HYGE-010; HYGE-011 | CHILLED WATER UNIT:; CHILLED WATER UNIT: fixed | 1 | ARCH-FFE | TRUE | FALSE | FALSE
HY | Hydraulic Services | GE | General |  | 107 | HYGE-107 | WATER SYSTEM: filter unit and tap, chilled, integral font |  |  | 1 | ARCH-FFE | TRUE | FALSE | FALSE
HY | Hydraulic Services | GE | General |  | 111 | HYGE-111 | WATER SYSTEM: filter unit and tap, boiling/chilled | HYGE-003 | BOILING/CHILLED WATER UNIT: Combination | 1 | ARCH-FFE | TRUE | FALSE | TRUE
HY | Hydraulic Services | GE | General |  | 112 | HYGE-112 | WATER SYSTEM: filter unit and tap, boiling/chilled, integral font |  |  | 1 | ARCH-FFE | TRUE | FALSE | FALSE
HY | Hydraulic Services | GE | General |  | 116 | HYGE-116 | WATER SYSTEM: filter unit and tap, boiling/chilled/carbonated |  |  | 1 | ARCH-FFE | TRUE | FALSE | FALSE
HY | Hydraulic Services | GE | General |  | 117 | HYGE-117 | WATER SYSTEM: filter unit and tap, boiling/chilled/carbonated, integral font |  |  | 1 | ARCH-FFE | TRUE | FALSE | FALSE
HY | Hydraulic Services | GE | General |  | 121 | HYGE-121 | WATER SYSTEM: filter unit and tap, boiling/chilled and unfiltered water |  |  | 1 | ARCH-FFE | TRUE | FALSE | FALSE
HY | Hydraulic Services | GE | General |  | 126 | HYGE-126 | WATER SYSTEM: filter unit and tap, boiling/chilled/carbonated and unfiltered water |  |  | 1 | ARCH-FFE | TRUE | FALSE | FALSE
HY | Hydraulic Services | GE | General |  | 151 | HYGE-151 | HOSE REEL: retractable | HYTP-003 | HOSE REEL: retractable | 1 | ARCH-FFE | TRUE | FALSE | FALSE
HY | Hydraulic Services | GE | General |  | 171 | HYGE-171 | VALVE: thermostatic, mixing | HYGE-018 | VALVE: thermostatic, mixing | 1 | ENGG-HY | TRUE | FALSE | TRUE
HY | Hydraulic Services | GE | General |  | 181 | HYGE-181 | VALVE: backflow prevention, wall recessed | HYGE-028 | DEVICE: backflow prevention | 1 | ENGG-HY | TRUE | FALSE | TRUE
HY | Hydraulic Services | GE | General |  | 182 | HYGE-182 | VALVE: backflow prevention, wall mounted |  |  | 1 | ENGG-HY | TRUE | FALSE | FALSE
HY | Hydraulic Services | GE | General |  | 201 | HYGE-201 | PLANT: heated water | HYGE-013 | HOT WATER UNIT: | 1 | ENGG-HY | TRUE | FALSE | FALSE
HY | Hydraulic Services | GE | General |  | 211 | HYGE-211 | PLANT: water treatment, softener tank | HYGE-024 | WATER TREATMENT: softener tank | 1 | ENGG-HY | TRUE | FALSE | TRUE
HY | Hydraulic Services | GE | General |  | 212 | HYGE-212 | PLANT: water treatment, brine tank | HYGE-019 | WATER TREATMENT: brine tank | 1 | ENGG-HY | TRUE | FALSE | TRUE
HY | Hydraulic Services | GE | General |  | 213 | HYGE-213 | PLANT: water treatment, multimedia tank | HYGE-021 | WATER TREATMENT: multimedia tank | 1 | ENGG-HY | TRUE | FALSE | TRUE
HY | Hydraulic Services | GE | General |  | 221 | HYGE-221 | PLANT: water treatment, carbon filter | HYGE-020 | WATER TREATMENT: carbon filter | 1 | ENGG-HY | TRUE | FALSE | TRUE
HY | Hydraulic Services | GE | General |  | 222 | HYGE-222 | PLANT: water treatment, ultraviolet filter | HYGE-027 | DEVICE: UV irradiator | 1 | ENGG-HY | TRUE | FALSE | TRUE
HY | Hydraulic Services | GE | General |  | 231 | HYGE-231 | PLANT: water treatment, particle filter, 1 micron | HYGE-022 | WATER TREATMENT: particle filter, 1 micron | 1 | ENGG-HY | TRUE | FALSE | TRUE
HY | Hydraulic Services | GE | General |  | 232 | HYGE-232 | PLANT: water treatment, particle filter, 5 micron | HYGE-023 | WATER TREATMENT: particle filter, 5 microns | 1 | ENGG-HY | TRUE | FALSE | TRUE
HY | Hydraulic Services | GE | General |  | 251 | HYGE-251 | PLANT: dialysis, water treatment, reverse osmosis | HYGE-012 | WATER TREATMENT: reverse osmosis plant | 1 | ENGG-HY | TRUE | FALSE | TRUE
HY | Hydraulic Services | GE | General |  | 261 | HYGE-261 | PLANT: sterilizing, water pre-treatment | HYGE-014 | PLANT: distribution for water treatment within SSU | 1 | ENGG-HY | TRUE | FALSE | FALSE
HY | Hydraulic Services | GE | General |  | 262 | HYGE-262 | PLANT: sterilizing, water treatment, reverse osmosis | HYGE-015 | PLANT: water treatment, for SSU clean steam and final rinse | 1 | ENGG-HY | TRUE | FALSE | FALSE
HY | Hydraulic Services | GE | General |  | 263 | HYGE-263 | PLANT: sterilizing, backflow and water re-heat station |  |  | 1 | ENGG-HY | TRUE | FALSE | FALSE
HY | Hydraulic Services | GE | General |  | 301 | HYGE-301 | PUMP: pressure booster | HYGE-016 | PUMP: pressure booster | 1 | ENGG-HY | TRUE | FALSE | TRUE
HY | Hydraulic Services | GE | General |  | 351 | HYGE-351 | CONTROL PANEL: water pump, cooling |  |  | 1 | ENGG-HY | TRUE | FALSE | TRUE
HY | Hydraulic Services | SH | Showers |  | 001 | HYSH-001 | SHOWER: fixed rose, wall mounted | HYTP-018 | SHOWER: fixed rose | 1 | ARCH-FFE | TRUE | FALSE | FALSE
HY | Hydraulic Services | SH | Showers |  | 002 | HYSH-002 | SHOWER: fixed connection with adjustable rose, wall mounted |  |  | 1 | ARCH-FFE | TRUE | FALSE | FALSE
HY | Hydraulic Services | SH | Showers |  | 006 | HYSH-006 | SHOWER: fixed rose, wall mounted, anti-ligature, tamper proof | HYTP-019 | SHOWER: fixed rose, anti ligature | 1 | ARCH-FFE | TRUE | FALSE | TRUE
HY | Hydraulic Services | SH | Showers |  | 007 | HYSH-007 | SHOWER: fixed rose, wall mounted, anti-ligature, tamper proof, with connection for removable hand-held shower |  |  | 1 | ARCH-FFE | TRUE | FALSE | FALSE
HY | Hydraulic Services | SH | Showers |  | 011 | HYSH-011 | SHOWER: fixed rose, ceiling mounted |  |  | 1 | ARCH-FFE | TRUE | FALSE | FALSE
HY | Hydraulic Services | SH | Showers |  | 012 | HYSH-012 | SHOWER: fixed rose, ceiling mounted, anti-ligature, tamper proof |  |  | 1 | ARCH-FFE | TRUE | FALSE | FALSE
HY | Hydraulic Services | SH | Showers |  | 021 | HYSH-021 | SHOWER: fixed rose, floor mounted |  |  | 1 | ARCH-FFE | TRUE | FALSE | FALSE
HY | Hydraulic Services | SH | Showers |  | 051 | HYSH-051 | SHOWER: hand-held, connection and bracket on wall |  |  | 1 | ARCH-FFE | TRUE | FALSE | FALSE
HY | Hydraulic Services | SH | Showers |  | 056 | HYSH-056 | SHOWER: hand-held, connection on wall, bracket on vertical wall mounted rail | HYTP-020; HYTP-021 | SHOWER: hand-held; SHOWER: hand-held, over bath | 1 | ARCH-FFE | TRUE | FALSE | TRUE
HY | Hydraulic Services | SH | Showers |  | 057 | HYSH-057 | SHOWER: hand-held, connection on wall, bracket on vertical wall mounted rail, accessible | HYTP-045 | SHOWER: hand-held, accessible | 1 | ARCH-FFE | TRUE | FALSE | TRUE
HY | Hydraulic Services | SH | Showers |  | 061 | HYSH-061 | SHOWER: hand-held, connection and bracket on vertical floor mounted pole |  |  | 1 | ARCH-FFE | TRUE | FALSE | FALSE
HY | Hydraulic Services | SH | Showers |  | 062 | HYSH-062 | SHOWER: hand-held, connection and bracket on vertical floor mounted pole, accessible |  |  | 1 | ARCH-FFE | TRUE | FALSE | FALSE
HY | Hydraulic Services | SH | Showers |  | 101 | HYSH-101 | STATION: emergency, safety, shower, wall mounted | HYTP-022 | SHOWER: safety | 1 | ARCH-FFE | TRUE | FALSE | FALSE
HY | Hydraulic Services | SH | Showers |  | 102 | HYSH-102 | STATION: emergency, safety, shower, floor mounted |  |  | 1 | ARCH-FFE | TRUE | FALSE | FALSE
HY | Hydraulic Services | SH | Showers |  | 103 | HYSH-103 | STATION: emergency, safety, shower, ceiling mounted |  |  | 1 | ARCH-FFE | TRUE | FALSE | FALSE
HY | Hydraulic Services | SH | Showers |  | 106 | HYSH-106 | STATION: emergency, safety, eye wash, wall mounted |  |  | 1 | ARCH-FFE | TRUE | FALSE | TRUE
HY | Hydraulic Services | SH | Showers |  | 107 | HYSH-107 | STATION: emergency, safety, eye wash, floor mounted |  |  | 1 | ARCH-FFE | TRUE | FALSE | FALSE
HY | Hydraulic Services | SH | Showers |  | 111 | HYSH-111 | STATION: emergency, safety, shower and eye wash, wall mounted | HYTP-023 | SHOWER: safety, eyewash combination | 1 | ARCH-FFE | TRUE | FALSE | FALSE
HY | Hydraulic Services | SH | Showers |  | 112 | HYSH-112 | STATION: emergency, safety, shower and eye wash, floor mounted |  |  | 1 | ARCH-FFE | TRUE | FALSE | FALSE
HY | Hydraulic Services | SH | Showers |  | 121 | HYSH-121 | STATION: decontamination, shower, wall mounted | HYTP-017 | SHOWER: decontamination | 1 | ARCH-FFE | TRUE | FALSE | FALSE
HY | Hydraulic Services | SH | Showers |  | 122 | HYSH-122 | STATION: decontamination, shower, floor mounted |  |  | 1 | ARCH-FFE | TRUE | FALSE | FALSE
HY | Hydraulic Services | SH | Showers |  | 123 | HYSH-123 | STATION: decontamination, shower, ceiling mounted |  |  | 1 | ARCH-FFE | TRUE | FALSE | FALSE
HY | Hydraulic Services | SH | Showers |  | 125 | HYSH-125 | STATION: decontamination, shower, free standing, walk-through |  |  | 1 | ARCH-FFE | TRUE | FALSE | FALSE
HY | Hydraulic Services | TP | Tapware and Outlets |  | 001 | HYTP-001 | FLUSH BUTTON: flushing rim sink | HYTP-001 | FLUSH BUTTON: flushing rim sink | 1 | ARCH-FFE | TRUE | FALSE | FALSE
HY | Hydraulic Services | TP | Tapware and Outlets |  | 002 | HYTP-002 | FLUSH BUTTON: toilet suite | HYTP-002 | FLUSH BUTTON: toilet suite | 1 | ARCH-FFE | TRUE | FALSE | TRUE
HY | Hydraulic Services | TP | Tapware and Outlets |  | 003 | HYTP-003 | FLUSH BUTTON: toilet suite, accessible |  |  | 1 | ARCH-FFE | TRUE | FALSE | FALSE
HY | Hydraulic Services | TP | Tapware and Outlets |  | 051 | HYTP-051 | TAPWARE: basin, mixer, fixture mounted | HYTP-036 | TAPWARE: mixer, basin, lever action | 1 | ARCH-FFE | TRUE | FALSE | TRUE
HY | Hydraulic Services | TP | Tapware and Outlets |  | 052 | HYTP-052 | TAPWARE: basin, mixer, fixture mounted, accessible | HYTP-035 | TAPWARE: mixer, basin, accessible | 1 | ARCH-FFE | TRUE | FALSE | TRUE
HY | Hydraulic Services | TP | Tapware and Outlets |  | 056 | HYTP-056 | TAPWARE: basin, mixer, wall mounted |  |  | 1 | ARCH-FFE | TRUE | FALSE | FALSE
HY | Hydraulic Services | TP | Tapware and Outlets |  | 057 | HYTP-057 | TAPWARE: basin, mixer, wall mounted, accessible |  |  | 1 | ARCH-FFE | TRUE | FALSE | FALSE
HY | Hydraulic Services | TP | Tapware and Outlets |  | 058 | HYTP-058 | TAPWARE: basin, mixer, wall mounted, anti-ligature, tamper proof |  |  | 1 | ARCH-FFE | TRUE | FALSE | FALSE
HY | Hydraulic Services | TP | Tapware and Outlets |  | 061 | HYTP-061 | TAPWARE: basin, tap set, fixture mounted | HYTP-025 | SPOUT: basin, basin mounted | 1 | ARCH-FFE | TRUE | FALSE | FALSE
HY | Hydraulic Services | TP | Tapware and Outlets |  | 062 | HYTP-062 | TAPWARE: basin, tap set, fixture mounted, lever handles | HYTP-038 | TAPWARE: mixer, elbow levers, long | 1 | ARCH-FFE | TRUE | FALSE | FALSE
HY | Hydraulic Services | TP | Tapware and Outlets |  | 063 | HYTP-063 | TAPWARE: basin, tap set, fixture mounted, lever handles, accessible |  |  | 1 | ARCH-FFE | TRUE | FALSE | FALSE
HY | Hydraulic Services | TP | Tapware and Outlets |  | 066 | HYTP-066 | TAPWARE: basin, tap set, wall mounted | HYTP-026 | SPOUT: basin, wall mounted | 1 | ARCH-FFE | TRUE | FALSE | TRUE
HY | Hydraulic Services | TP | Tapware and Outlets |  | 067 | HYTP-067 | TAPWARE: basin, tap set, wall mounted, lever handles | HYTP-037 | TAPWARE: mixer, elbow levers | 1 | ARCH-FFE | TRUE | FALSE | TRUE
HY | Hydraulic Services | TP | Tapware and Outlets |  | 068 | HYTP-068 | TAPWARE: basin, tap set, wall mounted, lever handles, accessible |  |  | 1 | ARCH-FFE | TRUE | FALSE | FALSE
HY | Hydraulic Services | TP | Tapware and Outlets |  | 069 | HYTP-069 | TAPWARE: basin, tap set, wall mounted, anti-ligature, tamper proof | HYTP-047 | TAPWARE: hot and cold taps, basin, anti ligature | 1 | ARCH-FFE | TRUE | FALSE | TRUE
HY | Hydraulic Services | TP | Tapware and Outlets |  | 071 | HYTP-071 | TAPWARE: basin, sensor, fixture mounted |  |  | 1 | ARCH-FFE | TRUE | FALSE | FALSE
HY | Hydraulic Services | TP | Tapware and Outlets |  | 072 | HYTP-072 | TAPWARE: basin, sensor, fixture mounted, accessible |  |  | 1 | ARCH-FFE | TRUE | FALSE | FALSE
HY | Hydraulic Services | TP | Tapware and Outlets |  | 076 | HYTP-076 | TAPWARE: basin, sensor, wall mounted |  |  | 1 | ARCH-FFE | TRUE | FALSE | TRUE
HY | Hydraulic Services | TP | Tapware and Outlets |  | 077 | HYTP-077 | TAPWARE: basin, sensor, wall mounted, accessible |  |  | 1 | ARCH-FFE | TRUE | FALSE | FALSE
HY | Hydraulic Services | TP | Tapware and Outlets |  | 078 | HYTP-078 | TAPWARE: basin, sensor, wall mounted, anti-ligature, tamper proof | HYTP-024 | SPOUT: basin, anti ligature | 1 | ARCH-FFE | TRUE | FALSE | FALSE
HY | Hydraulic Services | TP | Tapware and Outlets |  | 081 | HYTP-081 | TAPWARE: basin, push button timed flow, fixture mounted |  |  | 1 | ARCH-FFE | TRUE | FALSE | FALSE
HY | Hydraulic Services | TP | Tapware and Outlets |  | 082 | HYTP-082 | TAPWARE: basin, push button timed flow, fixture mounted, accessible |  |  | 1 | ARCH-FFE | TRUE | FALSE | FALSE
HY | Hydraulic Services | TP | Tapware and Outlets |  | 086 | HYTP-086 | TAPWARE: basin, push button timed flow, wall mounted |  |  | 1 | ARCH-FFE | TRUE | FALSE | FALSE
HY | Hydraulic Services | TP | Tapware and Outlets |  | 087 | HYTP-087 | TAPWARE: basin, push button timed flow, wall mounted, accessible |  |  | 1 | ARCH-FFE | TRUE | FALSE | FALSE
HY | Hydraulic Services | TP | Tapware and Outlets |  | 088 | HYTP-088 | TAPWARE: basin, push button timed flow, wall mounted, anti-ligature, tamper proof |  |  | 1 | ARCH-FFE | TRUE | FALSE | FALSE
HY | Hydraulic Services | TP | Tapware and Outlets |  | 101 | HYTP-101 | TAPWARE: scrub trough, mixer, trough mounted |  |  | 1 | ARCH-FFE | TRUE | FALSE | FALSE
HY | Hydraulic Services | TP | Tapware and Outlets |  | 106 | HYTP-106 | TAPWARE: scrub trough, mixer, wall mounted |  |  | 1 | ARCH-FFE | TRUE | FALSE | FALSE
HY | Hydraulic Services | TP | Tapware and Outlets |  | 111 | HYTP-111 | TAPWARE: scrub trough, tap set, trough mounted, lever handles |  |  | 1 | ARCH-FFE | TRUE | FALSE | FALSE
HY | Hydraulic Services | TP | Tapware and Outlets |  | 116 | HYTP-116 | TAPWARE: scrub trough, tap set, wall mounted, lever handles |  |  | 1 | ARCH-FFE | TRUE | FALSE | FALSE
HY | Hydraulic Services | TP | Tapware and Outlets |  | 121 | HYTP-121 | TAPWARE: scrub trough, sensor tap and plate, trough mounted | HYTP-042 | TAPWARE: sensor | 1 | ARCH-FFE | TRUE | FALSE | TRUE
HY | Hydraulic Services | TP | Tapware and Outlets |  | 122 | HYTP-122 | TAPWARE: scrub trough, sensor tap, trough mounted |  |  | 1 | ARCH-FFE | TRUE | FALSE | FALSE
HY | Hydraulic Services | TP | Tapware and Outlets |  | 123 | HYTP-123 | TAPWARE: scrub trough, sensor plate, trough mounted |  |  | 1 | ARCH-FFE | TRUE | FALSE | FALSE
HY | Hydraulic Services | TP | Tapware and Outlets |  | 126 | HYTP-126 | TAPWARE: scrub trough, sensor tap and plate, wall mounted |  |  | 1 | ARCH-FFE | TRUE | FALSE | FALSE
HY | Hydraulic Services | TP | Tapware and Outlets |  | 127 | HYTP-127 | TAPWARE: scrub trough, sensor tap, wall mounted |  |  | 1 | ARCH-FFE | TRUE | FALSE | FALSE
HY | Hydraulic Services | TP | Tapware and Outlets |  | 128 | HYTP-128 | TAPWARE: scrub trough, sensor plate, wall mounted |  |  | 1 | ARCH-FFE | TRUE | FALSE | FALSE
HY | Hydraulic Services | TP | Tapware and Outlets |  | 151 | HYTP-151 | TAPWARE: sink, mixer, fixture mounted | HYTP-041 | TAPWARE: mixer, sink, lever action | 1 | ARCH-FFE | TRUE | FALSE | FALSE
HY | Hydraulic Services | TP | Tapware and Outlets |  | 152 | HYTP-152 | TAPWARE: sink, mixer, fixture mounted, accessible | HYTP-040 | TAPWARE: mixer, sink, accessible | 1 | ARCH-FFE | TRUE | FALSE | TRUE
HY | Hydraulic Services | TP | Tapware and Outlets |  | 156 | HYTP-156 | TAPWARE: sink, mixer, fixture mounted, laboratory |  |  | 1 | ARCH-FFE | TRUE | FALSE | FALSE
HY | Hydraulic Services | TP | Tapware and Outlets |  | 157 | HYTP-157 | TAPWARE: sink, mixer, fixture mounted, laboratory, lever handles |  |  | 1 | ARCH-FFE | TRUE | FALSE | FALSE
HY | Hydraulic Services | TP | Tapware and Outlets |  | 161 | HYTP-161 | TAPWARE: sink, mixer, wall mounted |  |  | 1 | ARCH-FFE | TRUE | FALSE | FALSE
HY | Hydraulic Services | TP | Tapware and Outlets |  | 162 | HYTP-162 | TAPWARE: sink, mixer, wall mounted, accessible |  |  | 1 | ARCH-FFE | TRUE | FALSE | FALSE
HY | Hydraulic Services | TP | Tapware and Outlets |  | 163 | HYTP-163 | TAPWARE: sink, mixer, wall mounted, anti-ligature, tamper proof |  |  | 1 | ARCH-FFE | TRUE | FALSE | FALSE
HY | Hydraulic Services | TP | Tapware and Outlets |  | 166 | HYTP-166 | TAPWARE: sink, mixer, wall mounted, laboratory |  |  | 1 | ARCH-FFE | TRUE | FALSE | FALSE
HY | Hydraulic Services | TP | Tapware and Outlets |  | 167 | HYTP-167 | TAPWARE: sink, mixer, wall mounted, laboratory, lever handles |  |  | 1 | ARCH-FFE | TRUE | FALSE | FALSE
HY | Hydraulic Services | TP | Tapware and Outlets |  | 171 | HYTP-171 | TAPWARE: sink, tap set, fixture mounted |  |  | 1 | ARCH-FFE | TRUE | FALSE | FALSE
HY | Hydraulic Services | TP | Tapware and Outlets |  | 172 | HYTP-172 | TAPWARE: sink, tap set, fixture mounted, lever handles |  |  | 1 | ARCH-FFE | TRUE | FALSE | TRUE
HY | Hydraulic Services | TP | Tapware and Outlets |  | 173 | HYTP-173 | TAPWARE: sink, tap set, fixture mounted, lever handles, accessible |  |  | 1 | ARCH-FFE | TRUE | FALSE | FALSE
HY | Hydraulic Services | TP | Tapware and Outlets |  | 176 | HYTP-176 | TAPWARE: sink, tap set, fixture mounted, laboratory | HYTP-034 | TAPWARE: laboratory | 1 | ARCH-FFE | TRUE | FALSE | FALSE
HY | Hydraulic Services | TP | Tapware and Outlets |  | 177 | HYTP-177 | TAPWARE: sink, tap set, fixture mounted, laboratory, lever handles |  |  | 1 | ARCH-FFE | TRUE | FALSE | FALSE
HY | Hydraulic Services | TP | Tapware and Outlets |  | 181 | HYTP-181 | TAPWARE: sink, tap set, wall mounted |  |  | 1 | ARCH-FFE | TRUE | FALSE | FALSE
HY | Hydraulic Services | TP | Tapware and Outlets |  | 182 | HYTP-182 | TAPWARE: sink, tap set, wall mounted, lever handles |  |  | 1 | ARCH-FFE | TRUE | FALSE | TRUE
HY | Hydraulic Services | TP | Tapware and Outlets |  | 183 | HYTP-183 | TAPWARE: sink, tap set, wall mounted, lever handles, accessible |  |  | 1 | ARCH-FFE | TRUE | FALSE | FALSE
HY | Hydraulic Services | TP | Tapware and Outlets |  | 184 | HYTP-184 | TAPWARE: sink, tap set, wall mounted, anti-ligature, tamper proof |  |  | 1 | ARCH-FFE | TRUE | FALSE | TRUE
HY | Hydraulic Services | TP | Tapware and Outlets |  | 186 | HYTP-186 | TAPWARE: sink, tap set, wall mounted, laboratory |  |  | 1 | ARCH-FFE | TRUE | FALSE | FALSE
HY | Hydraulic Services | TP | Tapware and Outlets |  | 187 | HYTP-187 | TAPWARE: sink, tap set, wall mounted, laboratory, lever handles |  |  | 1 | ARCH-FFE | TRUE | FALSE | FALSE
HY | Hydraulic Services | TP | Tapware and Outlets |  | 231 | HYTP-231 | TAPWARE: sink, spray hose, hand-held, connection and bracket on fixture |  |  | 1 | ARCH-FFE | TRUE | FALSE | TRUE
HY | Hydraulic Services | TP | Tapware and Outlets |  | 236 | HYTP-236 | TAPWARE: sink, spray hose, hand-held, connection and bracket on wall |  |  | 1 | ARCH-FFE | TRUE | FALSE | FALSE
HY | Hydraulic Services | TP | Tapware and Outlets |  | 241 | HYTP-241 | TAPWARE: sink, spray hose, hand-held, integral to spout |  |  | 1 | ARCH-FFE | TRUE | FALSE | FALSE
HY | Hydraulic Services | TP | Tapware and Outlets |  | 251 | HYTP-251 | TAPWARE: shower, mixer | HYTP-039 | TAPWARE: mixer, shower, lever action | 1 | ARCH-FFE | TRUE | FALSE | TRUE
HY | Hydraulic Services | TP | Tapware and Outlets |  | 252 | HYTP-252 | TAPWARE: shower, mixer, accessible |  |  | 1 | ARCH-FFE | TRUE | FALSE | TRUE
HY | Hydraulic Services | TP | Tapware and Outlets |  | 253 | HYTP-253 | TAPWARE: shower, mixer, anti-ligature, tamper proof |  |  | 1 | ARCH-FFE | TRUE | FALSE | FALSE
HY | Hydraulic Services | TP | Tapware and Outlets |  | 261 | HYTP-261 | TAPWARE: shower, tap set |  |  | 1 | ARCH-FFE | TRUE | FALSE | FALSE
HY | Hydraulic Services | TP | Tapware and Outlets |  | 262 | HYTP-262 | TAPWARE: shower, tap set, accessible |  |  | 1 | ARCH-FFE | TRUE | FALSE | FALSE
HY | Hydraulic Services | TP | Tapware and Outlets |  | 263 | HYTP-263 | TAPWARE: shower, tap set, anti-ligature, tamper proof | HYTP-046 | TAPWARE: hot and cold taps, shower, anti ligature | 1 | ARCH-FFE | TRUE | FALSE | TRUE
HY | Hydraulic Services | TP | Tapware and Outlets |  | 301 | HYTP-301 | TAPWARE: bath, mixer |  |  | 1 | ARCH-FFE | TRUE | FALSE | FALSE
HY | Hydraulic Services | TP | Tapware and Outlets |  | 302 | HYTP-302 | TAPWARE: bath, mixer, with shower diverter |  |  | 1 | ARCH-FFE | TRUE | FALSE | FALSE
HY | Hydraulic Services | TP | Tapware and Outlets |  | 303 | HYTP-303 | TAPWARE: bath, mixer, accessible |  |  | 1 | ARCH-FFE | TRUE | FALSE | FALSE
HY | Hydraulic Services | TP | Tapware and Outlets |  | 304 | HYTP-304 | TAPWARE: bath, mixer, accessible, with shower diverter |  |  | 1 | ARCH-FFE | TRUE | FALSE | FALSE
HY | Hydraulic Services | TP | Tapware and Outlets |  | 305 | HYTP-305 | TAPWARE: bath, mixer, anti-ligature, tamper proof |  |  | 1 | ARCH-FFE | TRUE | FALSE | FALSE
HY | Hydraulic Services | TP | Tapware and Outlets |  | 311 | HYTP-311 | TAPWARE: bath, tap set |  |  | 1 | ARCH-FFE | TRUE | FALSE | FALSE
HY | Hydraulic Services | TP | Tapware and Outlets |  | 312 | HYTP-312 | TAPWARE: bath, tap set, with shower diverter |  |  | 1 | ARCH-FFE | TRUE | FALSE | FALSE
HY | Hydraulic Services | TP | Tapware and Outlets |  | 313 | HYTP-313 | TAPWARE: bath, tap set, accessible |  |  | 1 | ARCH-FFE | TRUE | FALSE | FALSE
HY | Hydraulic Services | TP | Tapware and Outlets |  | 314 | HYTP-314 | TAPWARE: bath, tap set, accessible, with shower diverter |  |  | 1 | ARCH-FFE | TRUE | FALSE | FALSE
HY | Hydraulic Services | TP | Tapware and Outlets |  | 315 | HYTP-315 | TAPWARE: bath, tap set, anti-ligature, tamper proof |  |  | 1 | ARCH-FFE | TRUE | FALSE | FALSE
HY | Hydraulic Services | TP | Tapware and Outlets |  | 331 | HYTP-331 | TAPWARE: bath, spout, wall mounted | HYTP-028 | SPOUT: bath, wall mounted | 1 | ARCH-FFE | TRUE | FALSE | FALSE
HY | Hydraulic Services | TP | Tapware and Outlets |  | 332 | HYTP-332 | TAPWARE: bath, spout, wall mounted, with shower diverter |  |  | 1 | ARCH-FFE | TRUE | FALSE | FALSE
HY | Hydraulic Services | TP | Tapware and Outlets |  | 335 | HYTP-335 | TAPWARE: bath, spout, wall mounted, anti-ligature, tamper proof |  |  | 1 | ARCH-FFE | TRUE | FALSE | FALSE
HY | Hydraulic Services | TP | Tapware and Outlets |  | 338 | HYTP-338 | TAPWARE: bath, spout, floor mounted | HYTP-027 | SPOUT: bath, floor mounted | 1 | ARCH-FFE | TRUE | FALSE | FALSE
HY | Hydraulic Services | TP | Tapware and Outlets |  | 351 | HYTP-351 | TAPWARE: birthing pool, mixer, fixture mounted |  |  | 1 | ARCH-FFE | TRUE | FALSE | FALSE
HY | Hydraulic Services | TP | Tapware and Outlets |  | 356 | HYTP-356 | TAPWARE: birthing pool, mixer, wall mounted |  |  | 1 | ARCH-FFE | TRUE | FALSE | FALSE
HY | Hydraulic Services | TP | Tapware and Outlets |  | 361 | HYTP-361 | TAPWARE: birthing pool, tap set, fixture mounted |  |  | 1 | ARCH-FFE | TRUE | FALSE | FALSE
HY | Hydraulic Services | TP | Tapware and Outlets |  | 366 | HYTP-366 | TAPWARE: birthing pool, tap set, wall mounted |  |  | 1 | ARCH-FFE | TRUE | FALSE | FALSE
HY | Hydraulic Services | TP | Tapware and Outlets |  | 381 | HYTP-381 | TAPWARE: birthing pool, spout, high flow, wall mounted | HYTP-048 | SPOUT: birthing pool, high flow, wall mounted | 1 | ARCH-FFE | TRUE | FALSE | FALSE
HY | Hydraulic Services | TP | Tapware and Outlets |  | 382 | HYTP-382 | TAPWARE: birthing pool, spout, high flow, floor mounted |  |  | 1 | ARCH-FFE | TRUE | FALSE | FALSE
HY | Hydraulic Services | TP | Tapware and Outlets |  | 401 | HYTP-401 | TAPWARE: spout, fixture mounted |  |  | 1 | ARCH-FFE | TRUE | FALSE | FALSE
HY | Hydraulic Services | TP | Tapware and Outlets |  | 406 | HYTP-406 | TAPWARE: spout, wall mounted |  |  | 1 | ARCH-FFE | TRUE | FALSE | FALSE
HY | Hydraulic Services | TP | Tapware and Outlets |  | 411 | HYTP-411 | TAPWARE: tap, fixture mounted |  |  | 1 | ARCH-FFE | TRUE | FALSE | FALSE
HY | Hydraulic Services | TP | Tapware and Outlets |  | 412 | HYTP-412 | TAPWARE: tap, fixture mounted, lever handle |  |  | 1 | ARCH-FFE | TRUE | FALSE | FALSE
HY | Hydraulic Services | TP | Tapware and Outlets |  | 413 | HYTP-413 | TAPWARE: tap, fixture mounted, anti-ligature, tamper proof | HYTP-031; HYTP-033 | TAPWARE: cold, anti ligature; TAPWARE: hot, anti ligature | 1 | ARCH-FFE | TRUE | FALSE | FALSE
HY | Hydraulic Services | TP | Tapware and Outlets |  | 416 | HYTP-416 | TAPWARE: tap, wall mounted | HYTP-030; HYTP-032 | TAPWARE: cold; TAPWARE: hot | 1 | ARCH-FFE | TRUE | FALSE | FALSE
HY | Hydraulic Services | TP | Tapware and Outlets |  | 417 | HYTP-417 | TAPWARE: tap, wall mounted, lever handle |  |  | 1 | ARCH-FFE | TRUE | FALSE | FALSE
HY | Hydraulic Services | TP | Tapware and Outlets |  | 418 | HYTP-418 | TAPWARE: tap, wall mounted, anti-ligature, tamper proof |  |  | 1 | ARCH-FFE | TRUE | FALSE | FALSE
HY | Hydraulic Services | TP | Tapware and Outlets |  | 421 | HYTP-421 | TAPWARE: hosecock, wall mounted | HYTP-012 | OUTLET: hosecock, cold water | 1 | ARCH-FFE | TRUE | FALSE | TRUE
HY | Hydraulic Services | TP | Tapware and Outlets |  | 422 | HYTP-422 | TAPWARE: hosecock, wall mounted, anti-ligature, tamper proof |  |  | 1 | ARCH-FFE | TRUE | FALSE | FALSE
HY | Hydraulic Services | TP | Tapware and Outlets |  | 431 | HYTP-431 | OUTLET: water, cold | HYTP-008 | OUTLET: cold water | 1 | ENGG-HY | TRUE | FALSE | TRUE
HY | Hydraulic Services | TP | Tapware and Outlets |  | 432 | HYTP-432 | OUTLET: water, hot | HYTP-013 | OUTLET: hot water | 1 | ENGG-HY | TRUE | FALSE | TRUE
HY | Hydraulic Services | TP | Tapware and Outlets |  | 433 | HYTP-433 | OUTLET: water, warm | HYTP-016 | OUTLET: warm water | 1 | ENGG-HY | TRUE | FALSE | TRUE
HY | Hydraulic Services | TP | Tapware and Outlets |  | 436 | HYTP-436 | OUTLET: water, de-ionised, type 1 | HYTP-009 | OUTLET: de-ionised water | 1 | ENGG-HY | TRUE | FALSE | FALSE
HY | Hydraulic Services | TP | Tapware and Outlets |  | 437 | HYTP-437 | OUTLET: water, de-ionised, type 2 |  |  | 1 | ENGG-HY | TRUE | FALSE | FALSE
HY | Hydraulic Services | TP | Tapware and Outlets |  | 438 | HYTP-438 | OUTLET: water, reverse osmosis (RO) | HYTP-015 | OUTLET: reverse osmosis (RO) water | 1 | ENGG-HY | TRUE | FALSE | FALSE
HY | Hydraulic Services | TP | Tapware and Outlets |  | 441 | HYTP-441 | OUTLET: water, filtered, automated endoscope reprocessing (AER) | HYTP-010 | OUTLET: filtered water | 1 | ENGG-HY | TRUE | FALSE | FALSE
HY | Hydraulic Services | TP | Tapware and Outlets |  | 451 | HYTP-451 | DIRECT CONNECTION: water, cold |  |  | 1 | ENGG-HY | FALSE | FALSE | TRUE
HY | Hydraulic Services | TP | Tapware and Outlets |  | 452 | HYTP-452 | DIRECT CONNECTION: water, hot |  |  | 1 | ENGG-HY | FALSE | FALSE | TRUE
HY | Hydraulic Services | TP | Tapware and Outlets |  | 453 | HYTP-453 | DIRECT CONNECTION: water, warm |  |  | 1 | ENGG-HY | FALSE | FALSE | TRUE
HY | Hydraulic Services | TP | Tapware and Outlets |  | 456 | HYTP-456 | DIRECT CONNECTION: water, de-ionised, type 1 |  |  | 1 | ENGG-HY | FALSE | FALSE | FALSE
HY | Hydraulic Services | TP | Tapware and Outlets |  | 457 | HYTP-457 | DIRECT CONNECTION: water, de-ionised, type 2 |  |  | 1 | ENGG-HY | FALSE | FALSE | FALSE
HY | Hydraulic Services | TP | Tapware and Outlets |  | 458 | HYTP-458 | DIRECT CONNECTION: water, reverse osmosis (RO) |  |  | 1 | ENGG-HY | FALSE | FALSE | TRUE
HY | Hydraulic Services | TP | Tapware and Outlets |  | 491 | HYTP-491 | OUTLET: gas, supply | HYTP-014; MGAS-011; MGAS-012; MGAS-013 | OUTLET: natural gas; OUTLET: gas, natural; OUTLET: gas, natural, bench mounted; OUTLET: gas, natural, wall mounted | 1 | ENGG-HY | TRUE | FALSE | FALSE
HY | Hydraulic Services | TP | Tapware and Outlets |  | 064 | HYTP-064 | TAPWARE: basin, tap set, fixture mounted, anti-ligature, tamper proof | HYTP-047 | TAPWARE: hot and cold taps, basin, anti ligature | 1 | ARCH-FFE | TRUE | FALSE | FALSE
HY | Hydraulic Services | TP | Tapware and Outlets |  | 053 | HYTP-053 | TAPWARE: basin, mixer, fixture mounted, anti-ligature, tamper proof |  |  | 1 | ARCH-FFE | TRUE | FALSE | FALSE
HY | Hydraulic Services | TP | Tapware and Outlets |  | 073 | HYTP-073 | TAPWARE: basin, sensor, fixture mounted, anti-ligature, tamper proof | HYTP-024 | SPOUT: basin, anti ligature | 1 | ARCH-FFE | TRUE | FALSE | FALSE
HY | Hydraulic Services | TP | Tapware and Outlets |  | 083 | HYTP-083 | TAPWARE: basin, push button timed flow, fixture mounted, anti-ligature, tamper proof |  |  | 1 | ARCH-FFE | TRUE | FALSE | FALSE
HY | Hydraulic Services | TP | Tapware and Outlets |  | 011 | HYTP-011 | FLUSH BUTTON: urinal | HYTP-002 | FLUSH BUTTON: toilet suite | 1 | ARCH-FFE | TRUE | FALSE | FALSE
HY | Hydraulic Services | WC | Toilet Suites |  | 021 | HYWC-021 | TOILET SUITE: standard | HYWC-008 | TOILET SUITE: standard | 1 | ARCH-FFE | TRUE | FALSE | FALSE
HY | Hydraulic Services | WC | Toilet Suites |  | 022 | HYWC-022 | TOILET SUITE: ambulant | HYWC-010 | TOILET SUITE: ambulant | 1 | ARCH-FFE | TRUE | FALSE | FALSE
HY | Hydraulic Services | WC | Toilet Suites |  | 023 | HYWC-023 | TOILET SUITE: accessible | HYWC-011 | TOILET SUITE: accessible | 1 | ARCH-FFE | TRUE | FALSE | FALSE
HY | Hydraulic Services | WC | Toilet Suites |  | 029 | HYWC-029 | TOILET SUITE: child | HYWC-004 | TOILET SUITE: child | 1 | ARCH-FFE | TRUE | FALSE | FALSE
HY | Hydraulic Services | WC | Toilet Suites |  | 031 | HYWC-031 | TOILET SUITE: patient | HYWC-006 | TOILET SUITE: patient | 1 | ARCH-FFE | TRUE | FALSE | TRUE
HY | Hydraulic Services | WC | Toilet Suites |  | 033 | HYWC-033 | TOILET SUITE: patient, accessible | HYWC-001 | TOILET SUITE: accessible | 1 | ARCH-FFE | TRUE | FALSE | TRUE
HY | Hydraulic Services | WC | Toilet Suites |  | 034 | HYWC-034 | TOILET SUITE: patient, bariatric | HYWC-002 | TOILET SUITE: bariatric | 1 | ARCH-FFE | TRUE | FALSE | TRUE
HY | Hydraulic Services | WC | Toilet Suites |  | 035 | HYWC-035 | TOILET SUITE: patient, super bariatric | HYWC-003 | TOILET SUITE: bariatric, super | 1 | ARCH-FFE | TRUE | FALSE | FALSE
HY | Hydraulic Services | WC | Toilet Suites |  | 036 | HYWC-036 | TOILET SUITE: patient, anti-ligature, tamper proof | HYWC-005 | TOILET SUITE: concealed cistern, floor mounted | 1 | ARCH-FFE | TRUE | FALSE | FALSE
HY | Hydraulic Services | WC | Toilet Suites |  | 051 | HYWC-051 | URINAL: trough, wall mounted | HYWC-015 | URINAL: trough | 1 | ARCH-FFE | TRUE | FALSE | FALSE
HY | Hydraulic Services | WC | Toilet Suites |  | 052 | HYWC-052 | URINAL: trough, floor mounted |  |  | 1 | ARCH-FFE | TRUE | FALSE | FALSE
HY | Hydraulic Services | WC | Toilet Suites |  | 056 | HYWC-056 | URINAL: single, wall mounted | HYWC-016 | URINAL: wall mounted | 1 | ARCH-FFE | TRUE | FALSE | FALSE
HY | Hydraulic Services | WC | Toilet Suites |  | 057 | HYWC-057 | URINAL: single, floor mounted |  |  | 1 | ARCH-FFE | TRUE | FALSE | FALSE
HY | Hydraulic Services | WC | Toilet Suites | HYWC-021 | 01 | HYWC-021.01 | TOILET SUITE: standard, close coupled cistern |  |  | 1 | ARCH-FFE | TRUE | FALSE | FALSE
HY | Hydraulic Services | WC | Toilet Suites | HYWC-021 | 02 | HYWC-021.02 | TOILET SUITE: standard, concealed cistern |  |  | 1 | ARCH-FFE | TRUE | FALSE | FALSE
HY | Hydraulic Services | WC | Toilet Suites | HYWC-022 | 01 | HYWC-022.01 | TOILET SUITE: ambulant, close coupled cistern |  |  | 1 | ARCH-FFE | TRUE | FALSE | FALSE
HY | Hydraulic Services | WC | Toilet Suites | HYWC-022 | 02 | HYWC-022.02 | TOILET SUITE: ambulant, concealed cistern |  |  | 1 | ARCH-FFE | TRUE | FALSE | FALSE
HY | Hydraulic Services | WC | Toilet Suites | HYWC-023 | 01 | HYWC-023.01 | TOILET SUITE: accessible, close coupled cistern |  |  | 1 | ARCH-FFE | TRUE | FALSE | FALSE
HY | Hydraulic Services | WC | Toilet Suites | HYWC-023 | 02 | HYWC-023.02 | TOILET SUITE: accessible, concealed cistern |  |  | 1 | ARCH-FFE | TRUE | FALSE | FALSE
HY | Hydraulic Services | WC | Toilet Suites | HYWC-031 | 01 | HYWC-031.01 | TOILET SUITE: patient, close coupled cistern |  |  | 1 | ARCH-FFE | TRUE | FALSE | FALSE
HY | Hydraulic Services | WC | Toilet Suites | HYWC-031 | 02 | HYWC-031.02 | TOILET SUITE: patient, concealed cistern |  |  | 1 | ARCH-FFE | TRUE | FALSE | FALSE
HY | Hydraulic Services | WC | Toilet Suites | HYWC-033 | 01 | HYWC-033.01 | TOILET SUITE: patient, accessible, close coupled cistern |  |  | 1 | ARCH-FFE | TRUE | FALSE | FALSE
HY | Hydraulic Services | WC | Toilet Suites | HYWC-033 | 02 | HYWC-033.02 | TOILET SUITE: patient, accessible, concealed cistern |  |  | 1 | ARCH-FFE | TRUE | FALSE | FALSE
HY | Hydraulic Services | WC | Toilet Suites | HYWC-034 | 01 | HYWC-034.01 | TOILET SUITE: patient, bariatric, close coupled cistern |  |  | 1 | ARCH-FFE | TRUE | FALSE | FALSE
HY | Hydraulic Services | WC | Toilet Suites | HYWC-034 | 02 | HYWC-034.02 | TOILET SUITE: patient, bariatric, concealed cistern |  |  | 1 | ARCH-FFE | TRUE | FALSE | FALSE
HY | Hydraulic Services | WC | Toilet Suites | HYWC-035 | 01 | HYWC-035.01 | TOILET SUITE: patient, super bariatric, close coupled cistern |  |  | 1 | ARCH-FFE | TRUE | FALSE | FALSE
HY | Hydraulic Services | WC | Toilet Suites | HYWC-035 | 02 | HYWC-035.02 | TOILET SUITE: patient, super bariatric, concealed cistern |  |  | 1 | ARCH-FFE | TRUE | FALSE | FALSE
HY | Hydraulic Services | WC | Toilet Suites | HYWC-036 | 01 | HYWC-036.01 | TOILET SUITE: patient, anti-ligature, tamper proof, close coupled cistern |  |  | 1 | ARCH-FFE | TRUE | FALSE | FALSE
HY | Hydraulic Services | WC | Toilet Suites | HYWC-036 | 02 | HYWC-036.02 | TOILET SUITE: patient, anti-ligature, tamper proof, concealed cistern |  |  | 1 | ARCH-FFE | TRUE | FALSE | TRUE
IT | Information and Communications Services | AV | Audio Visual equipment |  | 101 | ITAV-101 | CONTROL PANEL: AV system, portable | ITAV-007 | CONTROL PANEL: AV system, wireless device | 3 | ARCH-FFE | TRUE | FALSE | FALSE
IT | Information and Communications Services | AV | Audio Visual equipment |  | 102 | ITAV-102 | CONTROL PANEL: AV system, wall mounted | ITAV-006; ITAV-060 | CONTROL PANEL: AV system, wall mount; CONTROL PANEL: AV integration system, wall mount | 1 | ARCH-FFE | TRUE | FALSE | TRUE
IT | Information and Communications Services | AV | Audio Visual equipment |  | 103 | ITAV-103 | CONTROL PANEL: AV system, joinery mounted |  |  | 2 | ARCH-FFE | TRUE | FALSE | TRUE
IT | Information and Communications Services | AV | Audio Visual equipment |  | 104 | ITAV-104 | CONTROL PANEL: AV system, surface mounted | ITAV-005 | CONTROL PANEL: AV system, surface mount | 1 | ARCH-FFE | TRUE | FALSE | FALSE
IT | Information and Communications Services | AV | Audio Visual equipment |  | 111 | ITAV-111 | COMPUTER: AV system, central processing unit (CPU) | ITAV-063 | COMPUTER: AV system | 3 | ARCH-FFE | TRUE | FALSE | TRUE
IT | Information and Communications Services | AV | Audio Visual equipment |  | 121 | ITAV-121 | DISPLAY SCREEN: AV system | ITAV-051 | DISPLAY SCREEN: audio visual | 3 | ARCH-FFE | TRUE | FALSE | TRUE
IT | Information and Communications Services | AV | Audio Visual equipment |  | 124 | ITAV-124 | DISPLAY SCREEN: AV system, interactive whiteboard, mobile |  |  | 3 | ARCH-FFE | TRUE | FALSE | FALSE
IT | Information and Communications Services | AV | Audio Visual equipment |  | 125 | ITAV-125 | DISPLAY SCREEN: AV system, interactive whiteboard, wall mounted |  |  | 3 | ARCH-FFE | TRUE | FALSE | FALSE
IT | Information and Communications Services | AV | Audio Visual equipment |  | 131 | ITAV-131 | CAMERA: AV system, video conferencing, ceiling mounted | ITAV-064 | CAMERA: AV system, ceiling mounted | 1 | ARCH-FFE | TRUE | FALSE | TRUE
IT | Information and Communications Services | AV | Audio Visual equipment |  | 132 | ITAV-132 | CAMERA: AV system, video conferencing, wall mounted | ITNE-004 | CAMERA: video conferencing | 1 | ARCH-FFE | TRUE | FALSE | TRUE
IT | Information and Communications Services | AV | Audio Visual equipment |  | 133 | ITAV-133 | CAMERA: AV system, video conferencing, joinery mounted |  |  | 1 | ARCH-FFE | TRUE | FALSE | FALSE
IT | Information and Communications Services | AV | Audio Visual equipment |  | 134 | ITAV-134 | CAMERA: AV system, video conferencing, surface mounted |  |  | 3 | ARCH-FFE | TRUE | FALSE | TRUE
IT | Information and Communications Services | AV | Audio Visual equipment |  | 141 | ITAV-141 | MICROPHONE: AV system, ceiling mounted | ITAV-010 | MICROPHONE: ceiling mounted | 1 | ARCH-FFE | TRUE | FALSE | FALSE
IT | Information and Communications Services | AV | Audio Visual equipment |  | 142 | ITAV-142 | MICROPHONE: AV system, ceiling mounted, array | ITAV-071 | MICROPHONE: AV system, ceiling mounted, array | 1 | ARCH-FFE | TRUE | FALSE | TRUE
IT | Information and Communications Services | AV | Audio Visual equipment |  | 143 | ITAV-143 | MICROPHONE: AV system, wall mounted |  |  | 1 | ARCH-FFE | TRUE | FALSE | FALSE
IT | Information and Communications Services | AV | Audio Visual equipment |  | 144 | ITAV-144 | MICROPHONE: AV system, joinery mounted |  |  | 2 | ARCH-FFE | TRUE | FALSE | FALSE
IT | Information and Communications Services | AV | Audio Visual equipment |  | 145 | ITAV-145 | MICROPHONE: AV system, surface mounted | ITAV-013; ITNE-019 | MICROPHONE: surface mounted, fixed; MICROPHONE: videoconferencing | 3 | ARCH-FFE | TRUE | FALSE | FALSE
IT | Information and Communications Services | AV | Audio Visual equipment |  | 146 | ITAV-146 | MICROPHONE: AV system, surface mounted, gooseneck | ITAV-014 | MICROPHONE: surface mounted, gooseneck | 3 | ARCH-FFE | TRUE | FALSE | TRUE
IT | Information and Communications Services | AV | Audio Visual equipment |  | 147 | ITAV-147 | MICROPHONE: AV system, portable | ITAV-011 | MICROPHONE: mobile | 3 | ARCH-FFE | TRUE | FALSE | TRUE
IT | Information and Communications Services | AV | Audio Visual equipment |  | 151 | ITAV-151 | SPEAKER: AV system, ceiling mounted |  |  | 1 | ARCH-FFE | TRUE | FALSE | TRUE
IT | Information and Communications Services | AV | Audio Visual equipment |  | 152 | ITAV-152 | SPEAKER: AV system, ceiling recessed | ITAV-057 | SPEAKER: ceiling recessed | 1 | ARCH-FFE | TRUE | FALSE | TRUE
IT | Information and Communications Services | AV | Audio Visual equipment |  | 153 | ITAV-153 | SPEAKER: AV system, wall mounted | ITAV-059; ITNE-042 | SPEAKER: wall mounted; SPEAKER: video conferencing, wall mount | 1 | ARCH-FFE | TRUE | FALSE | FALSE
IT | Information and Communications Services | AV | Audio Visual equipment |  | 154 | ITAV-154 | SPEAKER: AV system, wall recessed |  |  | 1 | ARCH-FFE | TRUE | FALSE | FALSE
IT | Information and Communications Services | AV | Audio Visual equipment |  | 155 | ITAV-155 | SPEAKER: AV system, joinery mounted |  |  | 1 | ARCH-FFE | TRUE | FALSE | FALSE
IT | Information and Communications Services | AV | Audio Visual equipment |  | 156 | ITAV-156 | SPEAKER: AV system, joinery recessed |  |  | 1 | ARCH-FFE | TRUE | FALSE | FALSE
IT | Information and Communications Services | AV | Audio Visual equipment |  | 157 | ITAV-157 | SPEAKER: AV, system, surface mounted | ITAV-058 | SPEAKER: surface mounted | 1 | ARCH-FFE | TRUE | FALSE | FALSE
IT | Information and Communications Services | AV | Audio Visual equipment |  | 160 | ITAV-160 | SOUNDBAR: AV system, camera, speaker and microphone, wall mounted | ITAV-090 | SOUNDBAR: AV system, camera, speaker and microphone | 1 | ARCH-FFE | TRUE | FALSE | TRUE
IT | Information and Communications Services | AV | Audio Visual equipment |  | 161 | ITAV-161 | SOUNDBAR: AV system, speaker and microphone, wall mounted |  |  | 1 | ARCH-FFE | TRUE | FALSE | FALSE
IT | Information and Communications Services | AV | Audio Visual equipment |  | 171 | ITAV-171 | PROJECTOR: AV system, ceiling mounted | ITAV-022 | PROJECTOR: data, ceiling mounted | 1 | ARCH-FFE | TRUE | FALSE | FALSE
IT | Information and Communications Services | AV | Audio Visual equipment |  | 172 | ITAV-172 | PROJECTOR: AV system, wall mounted | ITAV-027 | PROJECTOR: data, wall mounted | 1 | ARCH-FFE | TRUE | FALSE | FALSE
IT | Information and Communications Services | AV | Audio Visual equipment |  | 173 | ITAV-173 | PROJECTOR: AV system, joinery mounted | ITAV-026 | PROJECTOR: data, surface mounted | 1 | ARCH-FFE | TRUE | FALSE | FALSE
IT | Information and Communications Services | AV | Audio Visual equipment |  | 174 | ITAV-174 | PROJECTOR: AV system, mobile |  |  | 1 | ARCH-FFE | TRUE | FALSE | FALSE
IT | Information and Communications Services | AV | Audio Visual equipment |  | 181 | ITAV-181 | SCREEN: projector, ceiling mounted |  |  | 1 | ARCH-FFE | TRUE | FALSE | FALSE
IT | Information and Communications Services | AV | Audio Visual equipment |  | 182 | ITAV-182 | SCREEN: projector, wall mounted |  |  | 1 | ARCH-FFE | TRUE | FALSE | FALSE
IT | Information and Communications Services | AV | Audio Visual equipment |  | 183 | ITAV-183 | SCREEN: projector, mobile |  |  | 3 | ARCH-FFE | TRUE | FALSE | FALSE
IT | Information and Communications Services | AV | Audio Visual equipment |  | 191 | ITAV-191 | LECTERN: mobile, with microphone | FQDW-006 | LECTERN: mobile | 3 | ARCH-FFE | TRUE | FALSE | TRUE
IT | Information and Communications Services | BU | Building Systems |  | 031 | ITBU-031 | CONTROL PANEL: room booking system | ITAV-062 | CONTROL PANEL: room booking system | 1 | ARCH-FFE | TRUE | FALSE | TRUE
IT | Information and Communications Services | BU | Building Systems |  | 051 | ITBU-051 | HEAD END: distributed antenna system (DAS) |  |  | 1 | ENGG-EL | TRUE | FALSE | FALSE
IT | Information and Communications Services | BU | Building Systems |  | 056 | ITBU-056 | ANTENNA: distributed antenna system (DAS), in-building repeater system | ITBU-003 | ANTENNA: DAS system | 1 | ENGG-EL | TRUE | FALSE | FALSE
IT | Information and Communications Services | BU | Building Systems |  | 071 | ITBU-071 | HEAD END: government radio network (GRN) |  |  | 1 | ENGG-EL | TRUE | FALSE | FALSE
IT | Information and Communications Services | BU | Building Systems |  | 076 | ITBU-076 | ANTENNA: government radio network (GRN), in-building repeater system | ITBU-004 | ANTENNA: emergency radio system | 1 | ENGG-EL | TRUE | FALSE | FALSE
IT | Information and Communications Services | BU | Building Systems |  | 091 | ITBU-091 | HEAD END: 2-way radio |  |  | 1 | ENGG-EL | TRUE | FALSE | FALSE
IT | Information and Communications Services | BU | Building Systems |  | 096 | ITBU-096 | ANTENNA: 2-way radio, in-building repeater system |  |  | 1 | ENGG-EL | TRUE | FALSE | FALSE
IT | Information and Communications Services | BU | Building Systems |  | 111 | ITBU-111 | HEAD END: message integration engine (MIE), emergency messaging workflow |  |  | 1 | ENGG-EL | TRUE | FALSE | FALSE
IT | Information and Communications Services | BU | Building Systems |  | 131 | ITBU-131 | HEAD END: public address system | ITBU-020 | PUBLIC ADDRESS SYSTEM | 1 | ENGG-EL | TRUE | FALSE | FALSE
IT | Information and Communications Services | BU | Building Systems |  | 132 | ITBU-132 | CONTROL PANEL: public address system | ITBU-009 | CONTROL UNIT: public address system | 1 | ENGG-EL | TRUE | FALSE | FALSE
IT | Information and Communications Services | BU | Building Systems |  | 151 | ITBU-151 | HEAD END: IPTV system | ITBU-015 | HEAD END: IPTV | 1 | ENGG-EL | TRUE | FALSE | FALSE
IT | Information and Communications Services | BU | Building Systems |  | 161 | ITBU-161 | MEDIA BOX: IPTV, wall mounted | ITBU-019 | MEDIA BOX: IPTV | 1 | ENGG-EL | TRUE | FALSE | FALSE
IT | Information and Communications Services | BU | Building Systems |  | 171 | ITBU-171 | HEAD END: MATV system | ITBU-016 | HEAD END: MATV | 1 | ENGG-EL | TRUE | FALSE | FALSE
IT | Information and Communications Services | BU | Building Systems |  | 191 | ITBU-191 | HEAD END: radio paging system | ITCL-025 | CONTROL UNIT: radio paging | 1 | ENGG-EL | TRUE | FALSE | FALSE
IT | Information and Communications Services | BU | Building Systems |  | 196 | ITBU-196 | ANTENNA: radio paging system, in-building repeater system |  |  | 1 | ENGG-EL | TRUE | FALSE | FALSE
IT | Information and Communications Services | BU | Building Systems |  | 212 | ITBU-212 | WIFI: wireless internet, modem | ITNE-061 | WIFI: modem | 1 | ENGG-EL | TRUE | FALSE | FALSE
IT | Information and Communications Services | BU | Building Systems |  | 216 | ITBU-216 | WIFI: wireless internet, wireless access point (WAP) | ITNE-062 | WIFI: wireless access point | 1 | ENGG-EL | TRUE | FALSE | FALSE
IT | Information and Communications Services | BU | Building Systems |  | 231 | ITBU-231 | TELEPHONE: PABX unit | ITNE-054 | TELEPHONE PABX | 1 | ENGG-EL | TRUE | FALSE | FALSE
IT | Information and Communications Services | BU | Building Systems |  | 232 | ITBU-232 | TELEPHONE: PABX cabinet, main line in | ITNE-055 | TELEPHONE PABX: main line in | 1 | ENGG-EL | TRUE | FALSE | FALSE
IT | Information and Communications Services | BU | Building Systems |  | 233 | ITBU-233 | TELEPHONE: PABX switchboard | ITNE-056 | TELEPHONE PABX: switchboard | 1 | ENGG-EL | TRUE | FALSE | FALSE
IT | Information and Communications Services | BU | Building Systems |  | 251 | ITBU-251 | HEAD END: visitor information system |  |  | 1 | ENGG-EL | TRUE | FALSE | FALSE
IT | Information and Communications Services | BU | Building Systems |  | 261 | ITBU-261 | DISPLAY SCREEN: visitor information system | ITBU-014 | DISPLAY SCREEN: public information system | 1 | ENGG-EL | TRUE | FALSE | FALSE
IT | Information and Communications Services | BU | Building Systems |  | 262 | ITBU-262 | DISPLAY SCREEN: visitor information system, touch screen | ITBU-023 | TOUCHPAD: public information system | 1 | ENGG-EL | TRUE | FALSE | FALSE
IT | Information and Communications Services | BU | Building Systems |  | 266 | ITBU-266 | KIOSK: visitor information system, touch screen | ITBU-018 | KIOSK: public information system | 1 | ENGG-EL | TRUE | FALSE | FALSE
IT | Information and Communications Services | BU | Building Systems |  | 281 | ITBU-281 | DISPLAY SCREEN: digital signage system |  |  | 1 | ENGG-EL | TRUE | FALSE | FALSE
IT | Information and Communications Services | BU | Building Systems |  | 301 | ITBU-301 | HEAD END: real time location services (RTLS) tracking system |  |  | 1 | ENGG-EL | TRUE | FALSE | FALSE
IT | Information and Communications Services | BU | Building Systems |  | 311 | ITBU-311 | SENSOR: real time location services (RTLS) |  |  | 1 | ENGG-EL | TRUE | FALSE | FALSE
IT | Information and Communications Services | BU | Building Systems |  | 331 | ITBU-331 | TAG: real time location services (RTLS) |  |  | 1 | ENGG-EL | TRUE | FALSE | FALSE
IT | Information and Communications Services | BU | Building Systems |  | 351 | ITBU-351 | HEAD END: building management system (BMS) |  |  | 1 | ENGG-EL | TRUE | FALSE | FALSE
IT | Information and Communications Services | BU | Building Systems |  | 371 | ITBU-371 | SENSOR: chlorine detector |  |  | 1 | ENGG-EL | TRUE | FALSE | FALSE
IT | Information and Communications Services | BU | Building Systems |  | 376 | ITBU-376 | ALARM: chlorine detector | ITBU-024 | ALARM: chlorine meter | 1 | ENGG-EL | TRUE | FALSE | TRUE
IT | Information and Communications Services | BU | Building Systems |  | 401 | ITBU-401 | ALARM: equipment monitoring, temperature |  |  | 1 | ENGG-EL | TRUE | FALSE | FALSE
IT | Information and Communications Services | BU | Building Systems |  | 402 | ITBU-402 | ALARM: equipment monitoring, water treatment malfunction |  |  | 1 | ENGG-EL | TRUE | FALSE | TRUE
IT | Information and Communications Services | BU | Building Systems |  | 431 | ITBU-431 | HEAD END: master clock system, synchronised clock controller | ITCL-015 | CLOCK: clock system master clock | 1 | ENGG-EL | TRUE | FALSE | FALSE
IT | Information and Communications Services | BU | Building Systems |  | 436 | ITBU-436 | CONTROL PANEL: time and elapsed time, synchronised slave clock |  |  | 1 | ENGG-EL | TRUE | FALSE | TRUE
IT | Information and Communications Services | BU | Building Systems |  | 441 | ITBU-441 | CLOCK: analogue display, electric, wall mounted | ITCL-014 | CLOCK: analogue, electric | 1 | ARCH-FFE | TRUE | FALSE | TRUE
IT | Information and Communications Services | BU | Building Systems |  | 446 | ITBU-446 | CLOCK: analogue display, electric, synchronised slave, wireless GPS, wall mounted |  |  | 1 | ARCH-FFE | TRUE | FALSE | FALSE
IT | Information and Communications Services | BU | Building Systems |  | 447 | ITBU-447 | CLOCK: analogue display, electric, synchronised slave, wireless GPS, wall recessed |  |  | 1 | ARCH-FFE | TRUE | FALSE | FALSE
IT | Information and Communications Services | BU | Building Systems |  | 448 | ITBU-448 | CLOCK: analogue display, electric, synchronised slave, wireless internet protocol (IP), wall mounted |  |  | 1 | ARCH-FFE | TRUE | FALSE | FALSE
IT | Information and Communications Services | BU | Building Systems |  | 449 | ITBU-449 | CLOCK: analogue display, electric, synchronised slave, wireless internet protocol (IP), wall recessed |  |  | 1 | ARCH-FFE | TRUE | FALSE | FALSE
IT | Information and Communications Services | BU | Building Systems |  | 450 | ITBU-450 | CLOCK: analogue display, electric, synchronised slave, wired internet protocol (IP), wall mounted | ITCL-016 | CLOCK: clock system slave, analogue | 1 | ARCH-FFE | TRUE | FALSE | FALSE
IT | Information and Communications Services | BU | Building Systems |  | 451 | ITBU-451 | CLOCK: analogue display, electric, synchronised slave, wired internet protocol (IP), wall recessed |  |  | 1 | ARCH-FFE | TRUE | FALSE | FALSE
IT | Information and Communications Services | BU | Building Systems |  | 452 | ITBU-452 | CLOCK: analogue display, dual sided, electric, synchronised slave, wireless internet protocol (IP), cantilever wall mounted |  |  | 1 | ARCH-FFE | TRUE | FALSE | FALSE
IT | Information and Communications Services | BU | Building Systems |  | 453 | ITBU-453 | CLOCK: analogue display, dual sided, electric, synchronised slave, wireless internet protocol (IP), ceiling mounted |  |  | 1 | ARCH-FFE | TRUE | FALSE | FALSE
IT | Information and Communications Services | BU | Building Systems |  | 454 | ITBU-454 | CLOCK: analogue display, dual sided, electric, synchronised slave, wired internet protocol (IP), cantilever wall mounted |  |  | 1 | ARCH-FFE | TRUE | FALSE | FALSE
IT | Information and Communications Services | BU | Building Systems |  | 455 | ITBU-455 | CLOCK: analogue display, dual sided, electric, synchronised slave, wired internet protocol (IP), ceiling mounted |  |  | 1 | ARCH-FFE | TRUE | FALSE | FALSE
IT | Information and Communications Services | BU | Building Systems |  | 461 | ITBU-461 | CLOCK: digital display, electric, wall mounted |  |  | 1 | ARCH-FFE | TRUE | FALSE | FALSE
IT | Information and Communications Services | BU | Building Systems |  | 466 | ITBU-466 | CLOCK: digital display, electric, synchronised slave, wireless GPS, wall mounted |  |  | 1 | ARCH-FFE | TRUE | FALSE | FALSE
IT | Information and Communications Services | BU | Building Systems |  | 467 | ITBU-467 | CLOCK: digital display, electric, synchronised slave, wireless GPS, wall recessed |  |  | 1 | ARCH-FFE | TRUE | FALSE | FALSE
IT | Information and Communications Services | BU | Building Systems |  | 468 | ITBU-468 | CLOCK: digital display, electric, synchronised slave, wireless internet protocol (IP), wall mounted |  |  | 1 | ARCH-FFE | TRUE | FALSE | FALSE
IT | Information and Communications Services | BU | Building Systems |  | 469 | ITBU-469 | CLOCK: digital display, electric, synchronised slave, wireless internet protocol (IP), wall recessed |  |  | 1 | ARCH-FFE | TRUE | FALSE | FALSE
IT | Information and Communications Services | BU | Building Systems |  | 470 | ITBU-470 | CLOCK: digital display, electric, synchronised slave, wired internet protocol (IP), wall mounted | ITCL-018 | CLOCK: clock system slave, digital | 1 | ARCH-FFE | TRUE | FALSE | TRUE
IT | Information and Communications Services | BU | Building Systems |  | 471 | ITBU-471 | CLOCK: digital display, electric, synchronised slave, wired internet protocol (IP), wall recessed |  |  | 1 | ARCH-FFE | TRUE | FALSE | TRUE
IT | Information and Communications Services | BU | Building Systems |  | 472 | ITBU-472 | CLOCK: digital display, dual sided, electric, synchronised slave, wireless internet protocol (IP), cantilever wall mounted |  |  | 1 | ARCH-FFE | TRUE | FALSE | FALSE
IT | Information and Communications Services | BU | Building Systems |  | 473 | ITBU-473 | CLOCK: digital display, dual sided, electric, synchronised slave, wireless internet protocol (IP), ceiling mounted |  |  | 1 | ARCH-FFE | TRUE | FALSE | FALSE
IT | Information and Communications Services | BU | Building Systems |  | 474 | ITBU-474 | CLOCK: digital display, dual sided, electric, synchronised slave, wired internet protocol (IP), cantilever wall mounted | ITCL-023 | CONTROL PANEL: master clock system | 1 | ARCH-FFE | TRUE | FALSE | FALSE
IT | Information and Communications Services | BU | Building Systems |  | 475 | ITBU-475 | CLOCK: digital display, dual sided, electric, synchronised slave, wired internet protocol (IP), ceiling mounted |  |  | 1 | ARCH-FFE | TRUE | FALSE | FALSE
IT | Information and Communications Services | BU | Building Systems |  | 481 | ITBU-481 | CLOCK: digital display, with time and elapsed time, electric, synchronised slave, wired internet protocol (IP), wall mounted | ITCL-020 | CLOCK: clock system slave, dual digital / elapsed time | 1 | ARCH-FFE | TRUE | FALSE | FALSE
IT | Information and Communications Services | BU | Building Systems |  | 482 | ITBU-482 | CLOCK: digital display, with time and elapsed time, electric, synchronised slave, wired internet protocol (IP), wall recessed | ITCL-021 | CLOCK: clock system slave dual time / elapsed time | 1 | ARCH-FFE | TRUE | FALSE | TRUE
IT | Information and Communications Services | BU | Building Systems |  | 443 | ITBU-443 | CLOCK: analogue display, electric, MRI compatible, wall mounted | ITCL-014 | CLOCK: analogue, electric | 1 | ARCH-FFE | TRUE | FALSE | TRUE
IT | Information and Communications Services | BU | Building Systems |  | 463 | ITBU-463 | CLOCK: digital display, electric, MRI compatible, wall mounted |  |  | 1 | ARCH-FFE | TRUE | FALSE | FALSE
IT | Information and Communications Services | CL | Clinical Systems and Nurse Call |  | 101 | ITCL-101 | ANNUNCIATOR: nurse call | ITCL-001 | ANNUNCIATOR: nurse call | 1 | ENGG-EL | TRUE | FALSE | TRUE
IT | Information and Communications Services | CL | Clinical Systems and Nurse Call |  | 111 | ITCL-111 | LIGHT: nurse call indicator, ceiling mounted | ITCL-029 | LIGHT: nurse call, indicator | 1 | ENGG-EL | TRUE | FALSE | TRUE
IT | Information and Communications Services | CL | Clinical Systems and Nurse Call |  | 121 | ITCL-121 | BUTTON: nurse call, patient to staff call, with cancel, wall mounted | ITCL-006 | BUTTON: nurse call, patient to staff | 1 | ENGG-EL | TRUE | FALSE | TRUE
IT | Information and Communications Services | CL | Clinical Systems and Nurse Call |  | 122 | ITCL-122 | BUTTON: nurse call, patient to staff call, with cancel, wall mounted, wet area |  |  | 1 | ENGG-EL | TRUE | FALSE | TRUE
IT | Information and Communications Services | CL | Clinical Systems and Nurse Call |  | 123 | ITCL-123 | BUTTON: nurse call, patient to staff call, with cancel, on services panel |  |  | 1 | ENGG-EL | TRUE | FALSE | FALSE
IT | Information and Communications Services | CL | Clinical Systems and Nurse Call |  | 124 | ITCL-124 | BUTTON: nurse call, patient to staff call, with cancel, on services panel, wet area |  |  | 1 | ENGG-EL | TRUE | FALSE | FALSE
IT | Information and Communications Services | CL | Clinical Systems and Nurse Call |  | 125 | ITCL-125 | BUTTON: nurse call, patient to staff call, with cancel, on services pendant |  |  | 1 | ENGG-EL | TRUE | FALSE | TRUE
IT | Information and Communications Services | CL | Clinical Systems and Nurse Call |  | 127 | ITCL-127 | BUTTON: nurse call, patient to staff call, with cancel, joinery mounted |  |  | 1 | ENGG-EL | TRUE | FALSE | TRUE
IT | Information and Communications Services | CL | Clinical Systems and Nurse Call |  | 129 | ITCL-129 | BUTTON: nurse call, patient to staff call, with cancel, to drop-down grab rail |  |  | 1 | ENGG-EL | TRUE | FALSE | TRUE
IT | Information and Communications Services | CL | Clinical Systems and Nurse Call |  | 131 | ITCL-131 | BUTTON: nurse call, patient to staff call, with cancel, with handset connection point, wall mounted |  |  | 1 | ENGG-EL | TRUE | FALSE | FALSE
IT | Information and Communications Services | CL | Clinical Systems and Nurse Call |  | 132 | ITCL-132 | BUTTON: nurse call, patient to staff call, with cancel, with handset connection point, wall mounted, wet area |  |  | 1 | ENGG-EL | TRUE | FALSE | FALSE
IT | Information and Communications Services | CL | Clinical Systems and Nurse Call |  | 133 | ITCL-133 | BUTTON: nurse call, patient to staff call, with cancel, with handset connection point, on services panel |  |  | 1 | ENGG-EL | TRUE | FALSE | TRUE
IT | Information and Communications Services | CL | Clinical Systems and Nurse Call |  | 134 | ITCL-134 | BUTTON: nurse call, patient to staff call, with cancel, with handset connection point, on services panel, wet area |  |  | 1 | ENGG-EL | TRUE | FALSE | FALSE
IT | Information and Communications Services | CL | Clinical Systems and Nurse Call |  | 135 | ITCL-135 | BUTTON: nurse call, patient to staff call, with cancel, with handset connection point, on services pendant |  |  | 1 | ENGG-EL | TRUE | FALSE | TRUE
IT | Information and Communications Services | CL | Clinical Systems and Nurse Call |  | 136 | ITCL-136 | BUTTON: nurse call, patient to staff call, with cancel, with handset connection point, joinery mounted |  |  | 1 | ENGG-EL | TRUE | FALSE | FALSE
IT | Information and Communications Services | CL | Clinical Systems and Nurse Call |  | 141 | ITCL-141 | BUTTON: nurse call, patient to staff call, with cancel, with handset connection point, with assistive device connection points, wall mounted |  |  | 1 | ENGG-EL | TRUE | FALSE | FALSE
IT | Information and Communications Services | CL | Clinical Systems and Nurse Call |  | 142 | ITCL-142 | BUTTON: nurse call, patient to staff call, with cancel, with handset connection point, with assistive device connection points, wall mounted, wet area |  |  | 1 | ENGG-EL | TRUE | FALSE | FALSE
IT | Information and Communications Services | CL | Clinical Systems and Nurse Call |  | 143 | ITCL-143 | BUTTON: nurse call, patient to staff call, with cancel, with handset connection point, with assistive device connection points, on services panel |  |  | 1 | ENGG-EL | TRUE | FALSE | FALSE
IT | Information and Communications Services | CL | Clinical Systems and Nurse Call |  | 144 | ITCL-144 | BUTTON: nurse call, patient to staff call, with cancel, with handset connection point, with assistive device connection points, on services panel, wet area |  |  | 1 | ENGG-EL | TRUE | FALSE | FALSE
IT | Information and Communications Services | CL | Clinical Systems and Nurse Call |  | 145 | ITCL-145 | BUTTON: nurse call, patient to staff call, with cancel, with handset connection point, with assistive device connection points, on services pendant |  |  | 1 | ENGG-EL | TRUE | FALSE | FALSE
IT | Information and Communications Services | CL | Clinical Systems and Nurse Call |  | 146 | ITCL-146 | BUTTON: nurse call, patient to staff call, with cancel, with handset connection point, with assistive device connection points, joinery mounted |  |  | 1 | ENGG-EL | TRUE | FALSE | FALSE
IT | Information and Communications Services | CL | Clinical Systems and Nurse Call |  | 151 | ITCL-151 | BUTTON: nurse call, patient to staff call and staff assist call, with cancel, wall mounted |  |  | 1 | ENGG-EL | TRUE | FALSE | FALSE
IT | Information and Communications Services | CL | Clinical Systems and Nurse Call |  | 152 | ITCL-152 | BUTTON: nurse call, patient to staff call and staff assist call, with cancel, wall mounted, wet area |  |  | 1 | ENGG-EL | TRUE | FALSE | FALSE
IT | Information and Communications Services | CL | Clinical Systems and Nurse Call |  | 153 | ITCL-153 | BUTTON: nurse call, patient to staff call and staff assist call, with cancel, on services panel |  |  | 1 | ENGG-EL | TRUE | FALSE | FALSE
IT | Information and Communications Services | CL | Clinical Systems and Nurse Call |  | 154 | ITCL-154 | BUTTON: nurse call, patient to staff call and staff assist call, with cancel, on services panel, wet area |  |  | 1 | ENGG-EL | TRUE | FALSE | FALSE
IT | Information and Communications Services | CL | Clinical Systems and Nurse Call |  | 155 | ITCL-155 | BUTTON: nurse call, patient to staff call and staff assist call, with cancel, on services pendant |  |  | 1 | ENGG-EL | TRUE | FALSE | FALSE
IT | Information and Communications Services | CL | Clinical Systems and Nurse Call |  | 156 | ITCL-156 | BUTTON: nurse call, patient to staff call and staff assist call, with cancel, joinery mounted |  |  | 1 | ENGG-EL | TRUE | FALSE | FALSE
IT | Information and Communications Services | CL | Clinical Systems and Nurse Call |  | 161 | ITCL-161 | BUTTON: nurse call, patient to staff call and staff assist call, with cancel, with handset connection point, wall mounted |  |  | 1 | ENGG-EL | TRUE | FALSE | FALSE
IT | Information and Communications Services | CL | Clinical Systems and Nurse Call |  | 162 | ITCL-162 | BUTTON: nurse call, patient to staff call and staff assist call, with cancel, with handset connection point, wall mounted, wet area |  |  | 1 | ENGG-EL | TRUE | FALSE | FALSE
IT | Information and Communications Services | CL | Clinical Systems and Nurse Call |  | 163 | ITCL-163 | BUTTON: nurse call, patient to staff call and staff assist call, with cancel, with handset connection point, on services panel |  |  | 1 | ENGG-EL | TRUE | FALSE | FALSE
IT | Information and Communications Services | CL | Clinical Systems and Nurse Call |  | 164 | ITCL-164 | BUTTON: nurse call, patient to staff call and staff assist call, with cancel, with handset connection point, on services panel, wet area |  |  | 1 | ENGG-EL | TRUE | FALSE | FALSE
IT | Information and Communications Services | CL | Clinical Systems and Nurse Call |  | 165 | ITCL-165 | BUTTON: nurse call, patient to staff call and staff assist call, with cancel, with handset connection point, on services pendant |  |  | 1 | ENGG-EL | TRUE | FALSE | FALSE
IT | Information and Communications Services | CL | Clinical Systems and Nurse Call |  | 166 | ITCL-166 | BUTTON: nurse call, patient to staff call and staff assist call, with cancel, with handset connection point, joinery mounted |  |  | 1 | ENGG-EL | TRUE | FALSE | FALSE
IT | Information and Communications Services | CL | Clinical Systems and Nurse Call |  | 171 | ITCL-171 | BUTTON: nurse call, patient to staff call and staff assist call, with cancel, with handset connection point, with assistive device connection points, wall mounted |  |  | 1 | ENGG-EL | TRUE | FALSE | FALSE
IT | Information and Communications Services | CL | Clinical Systems and Nurse Call |  | 172 | ITCL-172 | BUTTON: nurse call, patient to staff call and staff assist call, with cancel, with handset connection point, with assistive device connection points, wall mounted, wet area |  |  | 1 | ENGG-EL | TRUE | FALSE | FALSE
IT | Information and Communications Services | CL | Clinical Systems and Nurse Call |  | 173 | ITCL-173 | BUTTON: nurse call, patient to staff call and staff assist call, with cancel, with handset connection point, with assistive device connection points, on services panel |  |  | 1 | ENGG-EL | TRUE | FALSE | TRUE
IT | Information and Communications Services | CL | Clinical Systems and Nurse Call |  | 174 | ITCL-174 | BUTTON: nurse call, patient to staff call and staff assist call, with cancel, with handset connection point, with assistive device connection points, on services panel, wet area |  |  | 1 | ENGG-EL | TRUE | FALSE | FALSE
IT | Information and Communications Services | CL | Clinical Systems and Nurse Call |  | 175 | ITCL-175 | BUTTON: nurse call, patient to staff call and staff assist call, with cancel, with handset connection point, with assistive device connection points, on services pendant |  |  | 1 | ENGG-EL | TRUE | FALSE | FALSE
IT | Information and Communications Services | CL | Clinical Systems and Nurse Call |  | 176 | ITCL-176 | BUTTON: nurse call, patient to staff call and staff assist call, with cancel, with handset connection point, with assistive device connection points, joinery mounted |  |  | 1 | ENGG-EL | TRUE | FALSE | FALSE
IT | Information and Communications Services | CL | Clinical Systems and Nurse Call |  | 181 | ITCL-181 | BUTTON: nurse call, staff assist, with cancel, wall mounted | ITCL-008 | BUTTON: nurse call, staff assist | 1 | ENGG-EL | TRUE | FALSE | TRUE
IT | Information and Communications Services | CL | Clinical Systems and Nurse Call |  | 182 | ITCL-182 | BUTTON: nurse call, staff assist, with cancel, wall mounted, wet area |  |  | 1 | ENGG-EL | TRUE | FALSE | FALSE
IT | Information and Communications Services | CL | Clinical Systems and Nurse Call |  | 183 | ITCL-183 | BUTTON: nurse call, staff assist, with cancel, on services panel |  |  | 1 | ENGG-EL | TRUE | FALSE | TRUE
IT | Information and Communications Services | CL | Clinical Systems and Nurse Call |  | 184 | ITCL-184 | BUTTON: nurse call, staff assist, with cancel, on services panel, wet area |  |  | 1 | ENGG-EL | TRUE | FALSE | FALSE
IT | Information and Communications Services | CL | Clinical Systems and Nurse Call |  | 185 | ITCL-185 | BUTTON: nurse call, staff assist, with cancel, on services pendant |  |  | 1 | ENGG-EL | TRUE | FALSE | TRUE
IT | Information and Communications Services | CL | Clinical Systems and Nurse Call |  | 186 | ITCL-186 | BUTTON: nurse call, staff assist, with cancel, joinery mounted |  |  | 1 | ENGG-EL | TRUE | FALSE | FALSE
IT | Information and Communications Services | CL | Clinical Systems and Nurse Call |  | 191 | ITCL-191 | BUTTON: nurse call, emergency, with cancel, wall mounted | ITCL-004 | BUTTON: nurse call, emergency | 1 | ENGG-EL | TRUE | FALSE | TRUE
IT | Information and Communications Services | CL | Clinical Systems and Nurse Call |  | 192 | ITCL-192 | BUTTON: nurse call, emergency, with cancel, wall mounted, wet area |  |  | 1 | ENGG-EL | TRUE | FALSE | FALSE
IT | Information and Communications Services | CL | Clinical Systems and Nurse Call |  | 193 | ITCL-193 | BUTTON: nurse call, emergency, with cancel, on services panel |  |  | 1 | ENGG-EL | TRUE | FALSE | FALSE
IT | Information and Communications Services | CL | Clinical Systems and Nurse Call |  | 194 | ITCL-194 | BUTTON: nurse call, emergency, with cancel, on services panel, wet area |  |  | 1 | ENGG-EL | TRUE | FALSE | FALSE
IT | Information and Communications Services | CL | Clinical Systems and Nurse Call |  | 195 | ITCL-195 | BUTTON: nurse call, emergency, with cancel, on services pendant |  |  | 1 | ENGG-EL | TRUE | FALSE | TRUE
IT | Information and Communications Services | CL | Clinical Systems and Nurse Call |  | 196 | ITCL-196 | BUTTON: nurse call, emergency, with cancel, joinery mounted |  |  | 1 | ENGG-EL | TRUE | FALSE | FALSE
IT | Information and Communications Services | CL | Clinical Systems and Nurse Call |  | 197 | ITCL-197 | BUTTON: nurse call, emergency, with cancel, to drop-down grab rail |  |  | 1 | ENGG-EL | TRUE | FALSE | FALSE
IT | Information and Communications Services | CL | Clinical Systems and Nurse Call |  | 201 | ITCL-201 | PULL CORD: nurse call, emergency, with cancel, wall mounted | ITCL-031 | PENDANT: nurse call, patient to staff | 1 | ENGG-EL | TRUE | FALSE | FALSE
IT | Information and Communications Services | CL | Clinical Systems and Nurse Call |  | 202 | ITCL-202 | PULL CORD: nurse call, emergency, with cancel, wall mounted, wet area |  |  | 1 | ENGG-EL | TRUE | FALSE | FALSE
IT | Information and Communications Services | CL | Clinical Systems and Nurse Call |  | 203 | ITCL-203 | PULL CORD: nurse call, emergency, with cancel, ceiling mounted |  |  | 1 | ENGG-EL | TRUE | FALSE | FALSE
IT | Information and Communications Services | CL | Clinical Systems and Nurse Call |  | 204 | ITCL-204 | PULL CORD: nurse call, emergency, with cancel, ceiling mounted, wet area |  |  | 1 | ENGG-EL | TRUE | FALSE | FALSE
IT | Information and Communications Services | CL | Clinical Systems and Nurse Call |  | 211 | ITCL-211 | BUTTON: nurse call, orderly / porter, with cancel, wall mounted | ITCL-005 | BUTTON: OP assist call | 1 | ENGG-EL | TRUE | FALSE | TRUE
IT | Information and Communications Services | CL | Clinical Systems and Nurse Call |  | 212 | ITCL-212 | BUTTON: nurse call, orderly / porter, with cancel, on services panel |  |  | 1 | ENGG-EL | TRUE | FALSE | FALSE
IT | Information and Communications Services | CL | Clinical Systems and Nurse Call |  | 213 | ITCL-213 | BUTTON: nurse call, orderly / porter, with cancel, on services pendant |  |  | 1 | ENGG-EL | TRUE | FALSE | TRUE
IT | Information and Communications Services | CL | Clinical Systems and Nurse Call |  | 214 | ITCL-214 | BUTTON: nurse call, orderly / porter, with cancel, joinery mounted |  |  | 1 | ENGG-EL | TRUE | FALSE | FALSE
IT | Information and Communications Services | CL | Clinical Systems and Nurse Call |  | 221 | ITCL-221 | BUTTON: nurse call, cancel, wall mounted | ITCL-007 | BUTTON: nurse call, patient to staff cancel | 1 | ENGG-EL | TRUE | FALSE | FALSE
IT | Information and Communications Services | CL | Clinical Systems and Nurse Call |  | 222 | ITCL-222 | BUTTON: nurse call, cancel, wall mounted, wet area |  |  | 1 | ENGG-EL | TRUE | FALSE | FALSE
IT | Information and Communications Services | CL | Clinical Systems and Nurse Call |  | 223 | ITCL-223 | BUTTON: nurse call, cancel, on services panel |  |  | 1 | ENGG-EL | TRUE | FALSE | FALSE
IT | Information and Communications Services | CL | Clinical Systems and Nurse Call |  | 224 | ITCL-224 | BUTTON: nurse call, cancel, on services panel, wet area |  |  | 1 | ENGG-EL | TRUE | FALSE | FALSE
IT | Information and Communications Services | CL | Clinical Systems and Nurse Call |  | 225 | ITCL-225 | BUTTON: nurse call, cancel, on services pendant |  |  | 1 | ENGG-EL | TRUE | FALSE | FALSE
IT | Information and Communications Services | CL | Clinical Systems and Nurse Call |  | 226 | ITCL-226 | BUTTON: nurse call, cancel, joinery mounted |  |  | 1 | ENGG-EL | TRUE | FALSE | FALSE
IT | Information and Communications Services | CL | Clinical Systems and Nurse Call |  | 231 | ITCL-231 | BUTTON: nurse call, cancel, with handset connection point, wall mounted |  |  | 1 | ENGG-EL | TRUE | FALSE | FALSE
IT | Information and Communications Services | CL | Clinical Systems and Nurse Call |  | 232 | ITCL-232 | BUTTON: nurse call, cancel, with handset connection point, wall mounted, wet area |  |  | 1 | ENGG-EL | TRUE | FALSE | FALSE
IT | Information and Communications Services | CL | Clinical Systems and Nurse Call |  | 233 | ITCL-233 | BUTTON: nurse call, cancel, with handset connection point, on services panel |  |  | 1 | ENGG-EL | TRUE | FALSE | FALSE
IT | Information and Communications Services | CL | Clinical Systems and Nurse Call |  | 234 | ITCL-234 | BUTTON: nurse call, cancel, with handset connection point, on services panel, wet area |  |  | 1 | ENGG-EL | TRUE | FALSE | FALSE
IT | Information and Communications Services | CL | Clinical Systems and Nurse Call |  | 235 | ITCL-235 | BUTTON: nurse call, cancel, with handset connection point, on services pendant |  |  | 1 | ENGG-EL | TRUE | FALSE | FALSE
IT | Information and Communications Services | CL | Clinical Systems and Nurse Call |  | 236 | ITCL-236 | BUTTON: nurse call, cancel, with handset connection point, joinery mounted |  |  | 1 | ENGG-EL | TRUE | FALSE | FALSE
IT | Information and Communications Services | CL | Clinical Systems and Nurse Call |  | 241 | ITCL-241 | BUTTON: nurse call, cancel, with handset connection point, with assistive device connection point, wall mounted |  |  | 1 | ENGG-EL | TRUE | FALSE | FALSE
IT | Information and Communications Services | CL | Clinical Systems and Nurse Call |  | 242 | ITCL-242 | BUTTON: nurse call, cancel, with handset connection point, with assistive device connection point, wall mounted, wet area |  |  | 1 | ENGG-EL | TRUE | FALSE | FALSE
IT | Information and Communications Services | CL | Clinical Systems and Nurse Call |  | 243 | ITCL-243 | BUTTON: nurse call, cancel, with handset connection point, with assistive device connection point, on services panel |  |  | 1 | ENGG-EL | TRUE | FALSE | FALSE
IT | Information and Communications Services | CL | Clinical Systems and Nurse Call |  | 244 | ITCL-244 | BUTTON: nurse call, cancel, with handset connection point, with assistive device connection point, on services panel, wet area |  |  | 1 | ENGG-EL | TRUE | FALSE | FALSE
IT | Information and Communications Services | CL | Clinical Systems and Nurse Call |  | 245 | ITCL-245 | BUTTON: nurse call, cancel, with handset connection point, with assistive device connection point, on services pendant |  |  | 1 | ENGG-EL | TRUE | FALSE | FALSE
IT | Information and Communications Services | CL | Clinical Systems and Nurse Call |  | 246 | ITCL-246 | BUTTON: nurse call, cancel, with handset connection point, with assistive device connection point, joinery mounted |  |  | 1 | ENGG-EL | TRUE | FALSE | FALSE
IT | Information and Communications Services | CL | Clinical Systems and Nurse Call |  | 251 | ITCL-251 | HANDSET: nurse call, patient to staff call | ITCL-028 | HANDSET: nurse call, with patient to staff call button | 1 | ENGG-EL | TRUE | FALSE | TRUE
IT | Information and Communications Services | CL | Clinical Systems and Nurse Call |  | 252 | ITCL-252 | HANDSET: nurse call, patient to staff call, with light control |  |  | 1 | ENGG-EL | TRUE | FALSE | FALSE
IT | Information and Communications Services | CL | Clinical Systems and Nurse Call |  | 253 | ITCL-253 | HANDSET: nurse call, patient to staff call, with light control, with patient entertainment system control, with speaker |  |  | 1 | ENGG-EL | TRUE | FALSE | TRUE
IT | Information and Communications Services | CL | Clinical Systems and Nurse Call |  | 254 | ITCL-254 | HANDSET: nurse call, patient to staff call, with light control, with patient entertainment system control, with intercom and speaker |  |  | 1 | ENGG-EL | TRUE | FALSE | TRUE
IT | Information and Communications Services | CL | Clinical Systems and Nurse Call |  | 271 | ITCL-271 | WORKFLOW TERMINAL: nurse call, wall mounted | ITCL-033 | WORKFLOW TERMINAL: nurse call | 1 | ENGG-EL | TRUE | FALSE | FALSE
IT | Information and Communications Services | CL | Clinical Systems and Nurse Call |  | 281 | ITCL-281 | CONSOLE: nurse call, wall mounted |  |  | 1 | ENGG-EL | TRUE | FALSE | FALSE
IT | Information and Communications Services | CL | Clinical Systems and Nurse Call |  | 282 | ITCL-282 | CONSOLE: nurse call, desktop |  |  | 1 | ENGG-EL | TRUE | FALSE | FALSE
IT | Information and Communications Services | CL | Clinical Systems and Nurse Call |  | 291 | ITCL-291 | BED CARD: electronic, wall mounted | ITCL-003 | BED CARD: electronic, wall mounted | 1 | ENGG-EL | TRUE | FALSE | FALSE
IT | Information and Communications Services | CL | Clinical Systems and Nurse Call |  | 301 | ITCL-301 | DISPLAY SCREEN: patient entertainment system | ITBU-012 | DISPLAY SCREEN: patient entertainment system | 2 | ARCH-FFE | TRUE | FALSE | TRUE
IT | Information and Communications Services | CL | Clinical Systems and Nurse Call |  | 302 | ITCL-302 | DISPLAY SCREEN: patient entertainment system, touchscreen |  |  | 2 | ARCH-FFE | TRUE | FALSE | FALSE
IT | Information and Communications Services | CL | Clinical Systems and Nurse Call |  | 303 | ITCL-303 | DISPLAY SCREEN: patient entertainment system, touchscreen, portable |  |  | 2 | ARCH-FFE | TRUE | FALSE | FALSE
IT | Information and Communications Services | CL | Clinical Systems and Nurse Call |  | 311 | ITCL-311 | GAMNG CONSOLE: patient entertainment system |  |  | 2 | ARCH-FFE | TRUE | FALSE | FALSE
IT | Information and Communications Services | CL | Clinical Systems and Nurse Call |  | 321 | ITCL-321 | TROLLEY: patient entertainment system |  |  | 1 | ARCH-FFE | TRUE | FALSE | FALSE
IT | Information and Communications Services | CL | Clinical Systems and Nurse Call |  | 322 | ITCL-322 | TROLLEY: patient entertainment system, with gaming system |  |  | 1 | ARCH-FFE | TRUE | FALSE | FALSE
IT | Information and Communications Services | CL | Clinical Systems and Nurse Call |  | 331 | ITCL-331 | DISPLAY SCREEN: patient flow system | ITBU-013 | DISPLAY SCREEN: patient flow system | 1 | ARCH-FFE | TRUE | FALSE | TRUE
IT | Information and Communications Services | CL | Clinical Systems and Nurse Call |  | 333 | ITCL-333 | DISPLAY SCREEN: patient flow system, touch screen | ITBU-022 | TOUCHPAD: patient flow system | 1 | ARCH-FFE | TRUE | FALSE | FALSE
IT | Information and Communications Services | CL | Clinical Systems and Nurse Call |  | 341 | ITCL-341 | DISPLAY SCREEN: patient check-in system |  |  | 1 | ARCH-FFE | TRUE | FALSE | FALSE
IT | Information and Communications Services | CL | Clinical Systems and Nurse Call |  | 343 | ITCL-343 | DISPLAY SCREEN: patient check-in system, touch screen |  |  | 1 | ARCH-FFE | TRUE | FALSE | FALSE
IT | Information and Communications Services | CL | Clinical Systems and Nurse Call |  | 346 | ITCL-346 | KIOSK: patient check-in system |  |  | 1 | ARCH-FFE | TRUE | FALSE | FALSE
IT | Information and Communications Services | CL | Clinical Systems and Nurse Call |  | 351 | ITCL-351 | DISPLAY SCREEN: patient treatment information | ITNE-073 | DISPLAY SCREEN: patient treatment information | 1 | ARCH-FFE | TRUE | FALSE | TRUE
IT | Information and Communications Services | CL | Clinical Systems and Nurse Call |  | 353 | ITCL-353 | DISPLAY SCREEN: patient treatment information, touch screen |  |  | 1 | ARCH-FFE | TRUE | FALSE | TRUE
IT | Information and Communications Services | CL | Clinical Systems and Nurse Call |  | 381 | ITCL-381 | DISPLAY SCREEN: patient observation | ITNE-074 | DISPLAY SCREEN: patient observation | 1 | ARCH-FFE | TRUE | FALSE | TRUE
IT | Information and Communications Services | CL | Clinical Systems and Nurse Call |  | 382 | ITCL-382 | DISPLAY SCREEN: patient observation, slave |  |  | 1 | ARCH-FFE | TRUE | FALSE | TRUE
IT | Information and Communications Services | CL | Clinical Systems and Nurse Call |  | 386 | ITCL-386 | COMPUTER: patient observation, central processing unit (CPU) and control console |  |  | 1 | ARCH-FFE | TRUE | FALSE | FALSE
IT | Information and Communications Services | CL | Clinical Systems and Nurse Call |  | 391 | ITCL-391 | MICROPHONE: patient observation, ceiling mounted |  |  | 1 | ARCH-FFE | TRUE | FALSE | FALSE
IT | Information and Communications Services | CL | Clinical Systems and Nurse Call |  | 392 | ITCL-392 | MICROPHONE: patient observation, wall mounted |  |  | 1 | ARCH-FFE | TRUE | FALSE | FALSE
IT | Information and Communications Services | CL | Clinical Systems and Nurse Call |  | 393 | ITCL-393 | MICROPHONE: patient observation, joinery mounted |  |  | 1 | ARCH-FFE | TRUE | FALSE | FALSE
IT | Information and Communications Services | CL | Clinical Systems and Nurse Call |  | 401 | ITCL-401 | MICROPHONE: staff to patient communication, ceiling mounted |  |  | 1 | ARCH-FFE | TRUE | FALSE | FALSE
IT | Information and Communications Services | CL | Clinical Systems and Nurse Call |  | 402 | ITCL-402 | MICROPHONE: staff to patient communication, wall mounted |  |  | 1 | ARCH-FFE | TRUE | FALSE | FALSE
IT | Information and Communications Services | CL | Clinical Systems and Nurse Call |  | 403 | ITCL-403 | MICROPHONE: staff to patient communication, joinery mounted |  |  | 1 | ARCH-FFE | TRUE | FALSE | FALSE
IT | Information and Communications Services | CL | Clinical Systems and Nurse Call |  | 411 | ITCL-411 | SPEAKER: patient observation, ceiling recessed |  |  | 1 | ARCH-FFE | TRUE | FALSE | FALSE
IT | Information and Communications Services | CL | Clinical Systems and Nurse Call |  | 412 | ITCL-412 | SPEAKER: patient observation, ceiling mounted |  |  | 1 | ARCH-FFE | TRUE | FALSE | FALSE
IT | Information and Communications Services | CL | Clinical Systems and Nurse Call |  | 413 | ITCL-413 | SPEAKER: patient observation, wall mounted |  |  | 1 | ARCH-FFE | TRUE | FALSE | FALSE
IT | Information and Communications Services | CL | Clinical Systems and Nurse Call |  | 414 | ITCL-414 | SPEAKER: patient observation, joinery mounted |  |  | 1 | ARCH-FFE | TRUE | FALSE | FALSE
IT | Information and Communications Services | CL | Clinical Systems and Nurse Call |  | 421 | ITCL-421 | SPEAKER: staff to patient communication, ceiling recessed |  |  | 1 | ARCH-FFE | TRUE | FALSE | FALSE
IT | Information and Communications Services | CL | Clinical Systems and Nurse Call |  | 422 | ITCL-422 | SPEAKER: staff to patient communication, ceiling mounted |  |  | 1 | ARCH-FFE | TRUE | FALSE | FALSE
IT | Information and Communications Services | CL | Clinical Systems and Nurse Call |  | 423 | ITCL-423 | SPEAKER: staff to patient communication, wall mounted |  |  | 1 | ARCH-FFE | TRUE | FALSE | FALSE
IT | Information and Communications Services | CL | Clinical Systems and Nurse Call |  | 424 | ITCL-424 | SPEAKER: staff to patient communication, joinery mounted |  |  | 1 | ARCH-FFE | TRUE | FALSE | FALSE
IT | Information and Communications Services | CL | Clinical Systems and Nurse Call |  | 431 | ITCL-431 | CAMERA: patient observation, ceiling mounted | ITCL-012 | CAMERA: observation | 1 | ARCH-FFE | TRUE | FALSE | TRUE
IT | Information and Communications Services | CL | Clinical Systems and Nurse Call |  | 432 | ITCL-432 | CAMERA: patient observation, wall mounted |  |  | 1 | ARCH-FFE | TRUE | FALSE | TRUE
IT | Information and Communications Services | CL | Clinical Systems and Nurse Call |  | 436 | ITCL-436 | CAMERA: patient observation, MRI compatible, ceiling mounted | MMMI-188 | CAMERA: observation, MRI | 1 | ARCH-FFE | TRUE | FALSE | FALSE
IT | Information and Communications Services | CL | Clinical Systems and Nurse Call |  | 437 | ITCL-437 | CAMERA: patient observation, MRI compatible, wall mounted |  |  | 1 | ARCH-FFE | TRUE | FALSE | TRUE
IT | Information and Communications Services | CL | Clinical Systems and Nurse Call |  | 441 | ITCL-441 | CAMERA: patient observation, telemedicine, ceiling mounted |  |  | 1 | ARCH-FFE | TRUE | FALSE | FALSE
IT | Information and Communications Services | CL | Clinical Systems and Nurse Call |  | 442 | ITCL-442 | CAMERA: patient observation, telemedicine, wall mounted | ITCL-034 | CAMERA: telemedicine | 1 | ARCH-FFE | TRUE | FALSE | FALSE
IT | Information and Communications Services | CL | Clinical Systems and Nurse Call |  | 443 | ITCL-443 | CAMERA: patient observation, telemedicine, joinery mounted |  |  | 1 | ARCH-FFE | TRUE | FALSE | FALSE
IT | Information and Communications Services | CL | Clinical Systems and Nurse Call |  | 451 | ITCL-451 | CAMERA: patient observation, respiratory gating, ceiling mounted |  |  | 1 | ARCH-FFE | TRUE | FALSE | FALSE
IT | Information and Communications Services | CL | Clinical Systems and Nurse Call |  | 452 | ITCL-452 | CAMERA: patient observation, respiratory gating, wall mounted | ITCL-035 | CAMERA: respiratory gating | 1 | ARCH-FFE | TRUE | FALSE | FALSE
IT | Information and Communications Services | CL | Clinical Systems and Nurse Call |  | 453 | ITCL-453 | CAMERA: patient observation, respiratory gating, joinery mounted |  |  | 1 | ARCH-FFE | TRUE | FALSE | FALSE
IT | Information and Communications Services | CL | Clinical Systems and Nurse Call |  | 461 | ITCL-461 | CAMERA: patient observation, neonatal, ceiling mounted | ITCL-036 | CAMERA: neonatal | 1 | ARCH-FFE | TRUE | FALSE | FALSE
IT | Information and Communications Services | CL | Clinical Systems and Nurse Call |  | 462 | ITCL-462 | CAMERA: patient observation, neonatal, wall mounted |  |  | 1 | ARCH-FFE | TRUE | FALSE | FALSE
IT | Information and Communications Services | CL | Clinical Systems and Nurse Call |  | 463 | ITCL-463 | CAMERA: patient observation, neonatal, joinery mounted |  |  | 1 | ARCH-FFE | TRUE | FALSE | FALSE
IT | Information and Communications Services | CL | Clinical Systems and Nurse Call |  | 464 | ITCL-464 | CAMERA: patient observation, neonatal, crib mounted |  |  | 1 | ARCH-FFE | TRUE | FALSE | TRUE
IT | Information and Communications Services | CL | Clinical Systems and Nurse Call | ITCL-101 | 01 | ITCL-101.01 | ANNUNCIATOR: nurse call, display screen |  |  | 1 | ENGG-EL | TRUE | FALSE | FALSE
IT | Information and Communications Services | CL | Clinical Systems and Nurse Call | ITCL-101 | 02 | ITCL-101.02 | ANNUNCIATOR: nurse call, display panel |  |  | 1 | ENGG-EL | TRUE | FALSE | FALSE
IT | Information and Communications Services | CL | Clinical Systems and Nurse Call |  | 362 | ITCL-362 | DISPLAY SCREEN: medical equipment, slave |  |  | 1 | ARCH-FFE | TRUE | FALSE | TRUE
IT | Information and Communications Services | CL | Clinical Systems and Nurse Call |  | 352 | ITCL-352 | DISPLAY SCREEN: patient treatment information, slave |  |  |  |  | FALSE | FALSE | FALSE
IT | Information and Communications Services | CL | Clinical Systems and Nurse Call |  | 112 | ITCL-112 | LIGHT: nurse call indicator, wall mounted | ITCL-029 | LIGHT: nurse call, indicator | 1 | ENGG-EL | TRUE | FALSE | FALSE
IT | Information and Communications Services | CL | Clinical Systems and Nurse Call |  | 130 | ITCL-130 | BUTTON: nurse call, patient to staff call, with cancel, to drop-down grab rail, wet area |  |  | 1 | ENGG-EL | TRUE | FALSE | FALSE
IT | Information and Communications Services | IN | Infrastructure Passive |  | 011 | ITIN-011 | OUTLET: data, single RJ45, ceiling mounted | ITIN-011 | OUTLET: data, single RJ45, ceiling mounted | 1 | ENGG-EL | TRUE | FALSE | TRUE
IT | Information and Communications Services | IN | Infrastructure Passive |  | 012 | ITIN-012 | OUTLET: data, single RJ45, in floor box | ITIN-012 | OUTLET: data, single RJ45, in floorbox | 1 | ENGG-EL | TRUE | FALSE | FALSE
IT | Information and Communications Services | IN | Infrastructure Passive |  | 013 | ITIN-013 | OUTLET: data, single RJ45, on AV panel | ITIN-013 | OUTLET: data, single RJ45, on data/ AV panel | 1 | ENGG-EL | TRUE | FALSE | FALSE
IT | Information and Communications Services | IN | Infrastructure Passive |  | 014 | ITIN-014 | OUTLET: data, single RJ45, on services pendant | ITIN-014 | OUTLET: data, single RJ45, on pendant | 1 | ENGG-EL | TRUE | FALSE | TRUE
IT | Information and Communications Services | IN | Infrastructure Passive |  | 015 | ITIN-015 | OUTLET: data, single RJ45, on services panel | ITIN-015 | OUTLET: data, single RJ45, on services panel | 1 | ENGG-EL | TRUE | FALSE | FALSE
IT | Information and Communications Services | IN | Infrastructure Passive |  | 016 | ITIN-016 | OUTLET: data, single RJ45, wall mounted | ITIN-016 | OUTLET: data, single RJ45, wall mounted | 1 | ENGG-EL | TRUE | FALSE | TRUE
IT | Information and Communications Services | IN | Infrastructure Passive |  | 017 | ITIN-017 | OUTLET: data, single RJ45, surface mounted | ITIN-018 | OUTLET: data, single RJ45, surface mounted | 1 | ENGG-EL | TRUE | FALSE | FALSE
IT | Information and Communications Services | IN | Infrastructure Passive |  | 019 | ITIN-019 | OUTLET: data, single RJ45, in desk box |  |  | 1 | ENGG-EL | TRUE | FALSE | FALSE
IT | Information and Communications Services | IN | Infrastructure Passive |  | 021 | ITIN-021 | OUTLET: data, double RJ45, ceiling mounted | ITIN-021 | OUTLET: data, double RJ45, ceiling mounted | 1 | ENGG-EL | TRUE | FALSE | TRUE
IT | Information and Communications Services | IN | Infrastructure Passive |  | 022 | ITIN-022 | OUTLET: data, double RJ45, in floor box | ITIN-022 | OUTLET: data, double RJ45, in floorbox | 1 | ENGG-EL | TRUE | FALSE | TRUE
IT | Information and Communications Services | IN | Infrastructure Passive |  | 023 | ITIN-023 | OUTLET: data, double RJ45, on AV panel | ITIN-023 | OUTLET: data, double RJ45, on data/ AV panel | 1 | ENGG-EL | TRUE | FALSE | FALSE
IT | Information and Communications Services | IN | Infrastructure Passive |  | 024 | ITIN-024 | OUTLET: data, double RJ45, on services pendant | ITIN-024 | OUTLET: data, double RJ45, on pendant | 1 | ENGG-EL | TRUE | FALSE | TRUE
IT | Information and Communications Services | IN | Infrastructure Passive |  | 025 | ITIN-025 | OUTLET: data, double RJ45, on services panel | ITIN-025 | OUTLET: data, double RJ45, on services panel | 1 | ENGG-EL | TRUE | FALSE | TRUE
IT | Information and Communications Services | IN | Infrastructure Passive |  | 026 | ITIN-026 | OUTLET: data, double RJ45, wall mounted | ITIN-026 | OUTLET: data, double RJ45, wall mounted | 1 | ENGG-EL | TRUE | FALSE | TRUE
IT | Information and Communications Services | IN | Infrastructure Passive |  | 028 | ITIN-028 | OUTLET: data, double RJ45, surface mounted | ITIN-028 | OUTLET: data, double RJ45, surface mounted | 1 | ENGG-EL | TRUE | FALSE | TRUE
IT | Information and Communications Services | IN | Infrastructure Passive |  | 029 | ITIN-029 | OUTLET: data, double RJ45, in desk box | ITIN-029 | OUTLET: data, double RJ45, desk box | 1 | ENGG-EL | TRUE | FALSE | TRUE
IT | Information and Communications Services | IN | Infrastructure Passive |  | 031 | ITIN-031 | OUTLET: data, triple RJ45, ceiling mounted | ITIN-031 | OUTLET: data, triple RJ45, ceiling mounted | 1 | ENGG-EL | TRUE | FALSE | FALSE
IT | Information and Communications Services | IN | Infrastructure Passive |  | 032 | ITIN-032 | OUTLET: data, triple RJ45, in floor box | ITIN-032 | OUTLET: data, triple RJ45, in floorbox | 1 | ENGG-EL | TRUE | FALSE | FALSE
IT | Information and Communications Services | IN | Infrastructure Passive |  | 033 | ITIN-033 | OUTLET: data, triple RJ45, on AV panel | ITIN-033 | OUTLET: data, triple RJ45, on data/ AV panel | 1 | ENGG-EL | TRUE | FALSE | FALSE
IT | Information and Communications Services | IN | Infrastructure Passive |  | 034 | ITIN-034 | OUTLET: data, triple RJ45, on services pendant | ITIN-034 | OUTLET: data, triple RJ45, on pendant | 1 | ENGG-EL | TRUE | FALSE | TRUE
IT | Information and Communications Services | IN | Infrastructure Passive |  | 035 | ITIN-035 | OUTLET: data, triple RJ45, on services panel | ITIN-035 | OUTLET: data, triple RJ45, on services panel | 1 | ENGG-EL | TRUE | FALSE | FALSE
IT | Information and Communications Services | IN | Infrastructure Passive |  | 036 | ITIN-036 | OUTLET: data, triple RJ45, wall mounted | ITIN-036 | OUTLET: data, triple RJ45, wall mounted | 1 | ENGG-EL | TRUE | FALSE | TRUE
IT | Information and Communications Services | IN | Infrastructure Passive |  | 038 | ITIN-038 | OUTLET: data, triple RJ45, surface mounted | ITIN-038 | OUTLET: data, triple RJ45, surface mounted | 1 | ENGG-EL | TRUE | FALSE | TRUE
IT | Information and Communications Services | IN | Infrastructure Passive |  | 039 | ITIN-039 | OUTLET: data, triple RJ45, in desk box |  |  | 1 | ENGG-EL | TRUE | FALSE | FALSE
IT | Information and Communications Services | IN | Infrastructure Passive |  | 041 | ITIN-041 | OUTLET: data, quad RJ45, ceiling mounted | ITIN-041 | OUTLET: data, quad RJ45, ceiling mounted | 1 | ENGG-EL | TRUE | FALSE | FALSE
IT | Information and Communications Services | IN | Infrastructure Passive |  | 042 | ITIN-042 | OUTLET: data, quad RJ45, in floor box | ITIN-042 | OUTLET: data, quad RJ45, in floorbox | 1 | ENGG-EL | TRUE | FALSE | FALSE
IT | Information and Communications Services | IN | Infrastructure Passive |  | 043 | ITIN-043 | OUTLET: data, quad RJ45, on AV panel | ITIN-043 | OUTLET: data, quad RJ45, on data/ AV panel | 1 | ENGG-EL | TRUE | FALSE | FALSE
IT | Information and Communications Services | IN | Infrastructure Passive |  | 044 | ITIN-044 | OUTLET: data, quad RJ45, on services pendant | ITIN-044 | OUTLET: data, quad RJ45, on pendant | 1 | ENGG-EL | TRUE | FALSE | FALSE
IT | Information and Communications Services | IN | Infrastructure Passive |  | 045 | ITIN-045 | OUTLET: data, quad RJ45, on services panel | ITIN-045 | OUTLET: data, quad RJ45, on services panel | 1 | ENGG-EL | TRUE | FALSE | FALSE
IT | Information and Communications Services | IN | Infrastructure Passive |  | 048 | ITIN-048 | OUTLET: data, quad RJ45, surface mounted |  |  | 1 | ENGG-EL | TRUE | FALSE | FALSE
IT | Information and Communications Services | IN | Infrastructure Passive |  | 046 | ITIN-046 | OUTLET: data, quad RJ45, wall mounted | ITIN-046 | OUTLET: data, quad RJ45, wall mounted | 1 | ENGG-EL | TRUE | FALSE | TRUE
IT | Information and Communications Services | IN | Infrastructure Passive |  | 049 | ITIN-049 | OUTLET: data, quad RJ45, in desk box |  |  | 1 | ENGG-EL | TRUE | FALSE | FALSE
IT | Information and Communications Services | IN | Infrastructure Passive |  | 053 | ITIN-053 | OUTLET: data, USB, on AV panel | ITIN-051 | OUTLET: data, USB, on data/ AV panel | 1 | ENGG-EL | TRUE | FALSE | FALSE
IT | Information and Communications Services | IN | Infrastructure Passive |  | 054 | ITIN-054 | OUTLET: data, USB, on services pendant | ITIN-053 | OUTLET: data, USB, on pendant | 1 | ENGG-EL | TRUE | FALSE | FALSE
IT | Information and Communications Services | IN | Infrastructure Passive |  | 055 | ITIN-055 | OUTLET: data, USB, on services panel | ITIN-052 | OUTLET: data, USB, on medical services panel | 1 | ENGG-EL | TRUE | FALSE | FALSE
IT | Information and Communications Services | IN | Infrastructure Passive |  | 056 | ITIN-056 | OUTLET: data, USB, wall mounted | ITIN-055 | OUTLET: data, USB, wall mounted | 1 | ENGG-EL | TRUE | FALSE | FALSE
IT | Information and Communications Services | IN | Infrastructure Passive |  | 058 | ITIN-058 | OUTLET: data, USB, surface mounted | ITIN-054 | OUTLET: data, USB, surface mounted | 1 | ENGG-EL | TRUE | FALSE | FALSE
IT | Information and Communications Services | IN | Infrastructure Passive |  | 059 | ITIN-059 | OUTLET: data, USB, in desk box |  |  | 1 | ENGG-EL | TRUE | FALSE | FALSE
IT | Information and Communications Services | IN | Infrastructure Passive |  | 061 | ITIN-061 | OUTLET: data, HDMI, ceiling mounted | ITIN-061 | OUTLET: HDMI, ceiling mounted | 1 | ENGG-EL | TRUE | FALSE | TRUE
IT | Information and Communications Services | IN | Infrastructure Passive |  | 062 | ITIN-062 | OUTLET: data, HDMI, in floor box | ITIN-062 | OUTLET: HDMI, in floorbox | 1 | ENGG-EL | TRUE | FALSE | FALSE
IT | Information and Communications Services | IN | Infrastructure Passive |  | 063 | ITIN-063 | OUTLET: data, HDMI, on AV panel | ITIN-063 | OUTLET: HDMI, on data/ AV panel | 1 | ENGG-EL | TRUE | FALSE | FALSE
IT | Information and Communications Services | IN | Infrastructure Passive |  | 064 | ITIN-064 | OUTLET: data, HDMI, on services pendant | ITIN-064 | OUTLET: HDMI, on services panel | 1 | ENGG-EL | TRUE | FALSE | FALSE
IT | Information and Communications Services | IN | Infrastructure Passive |  | 065 | ITIN-065 | OUTLET: data, HDMI, on services panel | ITIN-065 | OUTLET: HDMI, on pendant | 1 | ENGG-EL | TRUE | FALSE | TRUE
IT | Information and Communications Services | IN | Infrastructure Passive |  | 066 | ITIN-066 | OUTLET: data, HDMI, wall mounted | ITIN-066 | OUTLET: HDMI, wall mounted | 1 | ENGG-EL | TRUE | FALSE | TRUE
IT | Information and Communications Services | IN | Infrastructure Passive |  | 068 | ITIN-068 | OUTLET: data, HDMI, surface mounted |  |  | 1 | ENGG-EL | TRUE | FALSE | FALSE
IT | Information and Communications Services | IN | Infrastructure Passive |  | 069 | ITIN-069 | OUTLET: data, HDMI, in desk box | ITIN-067 | OUTLET: HDMI, desk box | 1 | ENGG-EL | TRUE | FALSE | FALSE
IT | Information and Communications Services | IN | Infrastructure Passive |  | 071 | ITIN-071 | OUTLET: MATV, ceiling mounted | ITIN-071 | OUTLET: MATV, ceiling mounted | 1 | ENGG-EL | TRUE | FALSE | TRUE
IT | Information and Communications Services | IN | Infrastructure Passive |  | 076 | ITIN-076 | OUTLET: MATV, wall mounted | ITIN-072 | OUTLET: MATV, wall mounted | 1 | ENGG-EL | TRUE | FALSE | TRUE
IT | Information and Communications Services | IN | Infrastructure Passive |  | 083 | ITIN-083 | OUTLET: data, optic fibre, on AV panel | ITIN-081 | OUTLET: optical digital, on data/ AV panel | 1 | ENGG-EL | TRUE | FALSE | FALSE
IT | Information and Communications Services | IN | Infrastructure Passive |  | 084 | ITIN-084 | OUTLET: data, optic fibre, on services pendant | ITIN-082 | OUTLET: optical digital, on pendant | 1 | ENGG-EL | TRUE | FALSE | FALSE
IT | Information and Communications Services | IN | Infrastructure Passive |  | 085 | ITIN-085 | OUTLET: data, optic fibre, on services panel | ITIN-083 | OUTLET: optical digital, on services panel | 1 | ENGG-EL | TRUE | FALSE | FALSE
IT | Information and Communications Services | IN | Infrastructure Passive |  | 086 | ITIN-086 | OUTLET: data, optic fibre, wall mounted | ITIN-084 | OUTLET: optical digital, wall mounted | 1 | ENGG-EL | TRUE | FALSE | FALSE
IT | Information and Communications Services | IN | Infrastructure Passive |  | 091 | ITIN-091 | OUTLET: data, RS232, ceiling mounted | ITIN-091 | OUTLET: RS232, ceiling mounted | 1 | ENGG-EL | TRUE | FALSE | FALSE
IT | Information and Communications Services | IN | Infrastructure Passive |  | 093 | ITIN-093 | OUTLET: data, RS232, on AV panel | ITIN-092 | OUTLET: RS232, on data/ AV panel | 1 | ENGG-EL | TRUE | FALSE | FALSE
IT | Information and Communications Services | IN | Infrastructure Passive |  | 094 | ITIN-094 | OUTLET: data, RS232, on services pendant | ITIN-094 | OUTLET: RS232, on pendant | 1 | ENGG-EL | TRUE | FALSE | FALSE
IT | Information and Communications Services | IN | Infrastructure Passive |  | 095 | ITIN-095 | OUTLET: data, RS232, on services panel | ITIN-093 | OUTLET: RS232, on services panel | 1 | ENGG-EL | TRUE | FALSE | FALSE
IT | Information and Communications Services | IN | Infrastructure Passive |  | 096 | ITIN-096 | OUTLET: data, RS232, wall mounted | ITIN-095 | OUTLET: RS232, wall mounted | 1 | ENGG-EL | TRUE | FALSE | FALSE
IT | Information and Communications Services | IN | Infrastructure Passive |  | 101 | ITIN-101 | OUTLET: data, VGA, ceiling mounted | ITIN-101 | OUTLET: VGA, ceiling mounted | 1 | ENGG-EL | TRUE | FALSE | FALSE
IT | Information and Communications Services | IN | Infrastructure Passive |  | 103 | ITIN-103 | OUTLET: data, VGA, on AV panel | ITIN-102 | OUTLET: VGA, on data/ AV panel | 1 | ENGG-EL | TRUE | FALSE | FALSE
IT | Information and Communications Services | IN | Infrastructure Passive |  | 104 | ITIN-104 | OUTLET: data, VGA, on services pendant | ITIN-104 | OUTLET: VGA, on pendant | 1 | ENGG-EL | TRUE | FALSE | FALSE
IT | Information and Communications Services | IN | Infrastructure Passive |  | 105 | ITIN-105 | OUTLET: data, VGA, on services panel | ITIN-103 | OUTLET: VGA, on medical services panel | 1 | ENGG-EL | TRUE | FALSE | FALSE
IT | Information and Communications Services | IN | Infrastructure Passive |  | 106 | ITIN-106 | OUTLET: data, VGA, wall mounted | ITIN-105 | OUTLET: VGA, wall mounted | 1 | ENGG-EL | TRUE | FALSE | FALSE
IT | Information and Communications Services | IN | Infrastructure Passive |  | 108 | ITIN-108 | OUTLET: data, VGA, surface mounted |  |  | 1 | ENGG-EL | TRUE | FALSE | FALSE
IT | Information and Communications Services | IN | Infrastructure Passive |  | 109 | ITIN-109 | OUTLET: data, VGA, in desk box |  |  | 1 | ENGG-EL | TRUE | FALSE | FALSE
IT | Information and Communications Services | IN | Infrastructure Passive |  | 121 | ITIN-121 | PATCH PANEL: data, communications cabling, interconnection | ITIN-120 | PATCH PANEL: data integration | 1 | ENGG-EL | TRUE | FALSE | FALSE
IT | Information and Communications Services | IN | Infrastructure Passive |  | 151 | ITIN-151 | AV PANEL: power and data outlets, wall mounted | ITIN-142 | DATA PANEL: data / AV outlets, wall mounted | 1 | ENGG-EL | TRUE | FALSE | FALSE
IT | Information and Communications Services | IN | Infrastructure Passive |  | 152 | ITIN-152 | AV PANEL: power and data outlets, joinery mounted | ITIN-141 | DATA PANEL: data / AV outlets, surface mounted | 1 | ENGG-EL | TRUE | FALSE | FALSE
IT | Information and Communications Services | IN | Infrastructure Passive |  | 161 | ITIN-161 | FLOOR BOX: power and data outlets, above floor mounted |  |  | 1 | ENGG-EL | TRUE | FALSE | FALSE
IT | Information and Communications Services | IN | Infrastructure Passive |  | 162 | ITIN-162 | FLOOR BOX: power and data outlets, flush floor mounted | ITIN-143 | FLOORBOX: for power, data, AV, flush mounted | 1 | ENGG-EL | TRUE | FALSE | TRUE
IT | Information and Communications Services | IN | Infrastructure Passive |  | 163 | ITIN-163 | FLOOR BOX: power and data outlets, flush floor mounted, pop-up |  |  | 1 | ENGG-EL | TRUE | FALSE | FALSE
IT | Information and Communications Services | IN | Infrastructure Passive |  | 164 | ITIN-164 | FLOOR BOX: power and data outlets, flush floor mounted, water resistant |  |  | 1 | ENGG-EL | TRUE | FALSE | FALSE
IT | Information and Communications Services | IN | Infrastructure Passive |  | 171 | ITIN-171 | DESK BOX: power and data outlets, softwired, surface mounted |  |  | 1 | ENGG-EL | TRUE | FALSE | TRUE
IT | Information and Communications Services | IN | Infrastructure Passive |  | 172 | ITIN-172 | DESK BOX: power and data outlets, softwired, flush mounted | ITIN-145 | DESK BOX: for power, data, AV, flush mounted, softwired | 1 | ENGG-EL | TRUE | FALSE | TRUE
IT | Information and Communications Services | IN | Infrastructure Passive |  | 173 | ITIN-173 | DESK BOX: power and data outlets, softwired, flush mounted, pop-up |  |  | 1 | ENGG-EL | TRUE | FALSE | FALSE
IT | Information and Communications Services | IN | Infrastructure Passive |  | 181 | ITIN-181 | CABLE TRAY: power and data outlets, softwired, under bench/desk | FQDW-075 | WORKSTATION SYSTEM: cable tray, soft wired power and data | 1 | ENGG-EL | TRUE | FALSE | TRUE
IT | Information and Communications Services | IN | Infrastructure Passive |  | 201 | ITIN-201 | ICT RACK: server equipment, floor standing | ITIN-125 | RACK: server, size and RU to spec, floorstanding | 1 | ENGG-EL | TRUE | FALSE | FALSE
IT | Information and Communications Services | IN | Infrastructure Passive |  | 211 | ITIN-211 | ICT RACK: network communications equipment, floor standing | ITIN-123 | RACK: communications | 1 | ENGG-EL | TRUE | FALSE | FALSE
IT | Information and Communications Services | IN | Infrastructure Passive |  | 221 | ITIN-221 | ICT RACK: main distribution frame (MDF) | ITIN-139 | COMPUTER: mainframe | 1 | ENGG-EL | TRUE | FALSE | FALSE
IT | Information and Communications Services | IN | Infrastructure Passive |  | 231 | ITIN-231 | ICT RACK: intermediate distribution frame (IDF) | ITIN-128 | RACK: voice, intermediate distribution frame (IDF) | 1 | ENGG-EL | TRUE | FALSE | FALSE
IT | Information and Communications Services | IN | Infrastructure Passive |  | 301 | ITIN-301 | COMMS PIT: cabling, ICT backbone communications | ITIN-121 | PIT: ICT infrastructure, lead in | 1 | ENGG-EL | TRUE | FALSE | FALSE
IT | Information and Communications Services | IN | Infrastructure Passive |  | 302 | ITIN-302 | COMMS PIT: cabling, carrier/telco lead-in | ITIN-122 | PIT: ICT infrastructure, telecoms carrier | 1 | ENGG-EL | TRUE | FALSE | FALSE
IT | Information and Communications Services | IN | Infrastructure Passive |  | 401 | ITIN-401 | COMPUTER: monitoring, building management systems (BMS) | ITIN-132 | COMPUTER: building systems control, BMS | 1 | ENGG-EL | TRUE | FALSE | FALSE
IT | Information and Communications Services | IN | Infrastructure Passive |  | 402 | ITIN-402 | COMPUTER: monitoring, building management systems (BMS), integration panel |  |  | 1 | ENGG-EL | TRUE | FALSE | FALSE
IT | Information and Communications Services | IN | Infrastructure Passive |  | 411 | ITIN-411 | COMPUTER: monitoring, security control systems, fixed and mobile duress | ITIN-134 | COMPUTER: building systems control, duress | 1 | ENGG-EL | TRUE | FALSE | FALSE
IT | Information and Communications Services | IN | Infrastructure Passive |  | 412 | ITIN-412 | COMPUTER: monitoring, security control systems, CCTV monitoring | ITIN-137 | COMPUTER: building systems control, security | 1 | ENGG-EL | TRUE | FALSE | FALSE
IT | Information and Communications Services | IN | Infrastructure Passive |  | 421 | ITIN-421 | COMPUTER: monitoring, fire control systems | ITIN-135 | COMPUTER: building systems control, fire | 1 | ENGG-EL | TRUE | FALSE | FALSE
IT | Information and Communications Services | IN | Infrastructure Passive |  | 431 | ITIN-431 | COMPUTER: monitoring, lift control systems | ITIN-136 | COMPUTER: building systems control, lifts | 1 | ENGG-EL | TRUE | FALSE | FALSE
IT | Information and Communications Services | IN | Infrastructure Passive |  | 441 | ITIN-441 | COMPUTER: monitoring, clinical workflow systems, nurse call | ITIN-138 | COMPUTER: clinical systems control, nurse call | 1 | ENGG-EL | TRUE | FALSE | FALSE
IT | Information and Communications Services | NE | Networked Equipment |  | 071 | ITNE-071 | TELEPHONE: handset, desktop | ITNE-049; ITNE-050 | TELEPHONE: handset, desktop; TELEPHONE: handset, desktop, handsfree | 3 | ARCH-FFE | TRUE | FALSE | TRUE
IT | Information and Communications Services | NE | Networked Equipment |  | 072 | ITNE-072 | TELEPHONE: handset, desktop, cordless | ITNE-048 | TELEPHONE: handset, cordless | 3 | ARCH-FFE | TRUE | FALSE | FALSE
IT | Information and Communications Services | NE | Networked Equipment |  | 073 | ITNE-073 | TELEPHONE: handset, emergency, red, desktop |  |  | 3 | ARCH-FFE | TRUE | FALSE | FALSE
IT | Information and Communications Services | NE | Networked Equipment |  | 076 | ITNE-076 | TELEPHONE: handset, wall mounted | ITNE-052; ITNE-053 | TELEPHONE: handset, wall mount; TELEPHONE: handset, wall mount, handsfree | 2 | ARCH-FFE | TRUE | FALSE | TRUE
IT | Information and Communications Services | NE | Networked Equipment |  | 077 | ITNE-077 | TELEPHONE: handset, emergency, red, wall mounted |  |  | 2 | ARCH-FFE | TRUE | FALSE | FALSE
IT | Information and Communications Services | NE | Networked Equipment |  | 081 | ITNE-081 | TELEPHONE: public, wall mounted | ITNE-057 | TELEPHONE: public | 2 | ARCH-FFE | TRUE | FALSE | FALSE
IT | Information and Communications Services | NE | Networked Equipment |  | 086 | ITNE-086 | TELEPHONE: taxi service, wall mounted | ITNE-058 | TELEPHONE: public, taxi service | 2 | ARCH-FFE | TRUE | FALSE | FALSE
IT | Information and Communications Services | NE | Networked Equipment |  | 091 | ITNE-091 | CHARGER: cordless telephones, desktop |  |  | 3 | ARCH-FFE | TRUE | FALSE | FALSE
IT | Information and Communications Services | NE | Networked Equipment |  | 092 | ITNE-092 | CHARGER: cordless telephones, wall mounted |  |  | 2 | ARCH-FFE | TRUE | FALSE | FALSE
IT | Information and Communications Services | NE | Networked Equipment |  | 101 | ITNE-101 | COMPUTER: single display screen, central processing unit (CPU), keyboard and mouse, desktop | ITNE-007 | COMPUTER: desktop, with display screen | 3 | ARCH-FFE | TRUE | FALSE | TRUE
IT | Information and Communications Services | NE | Networked Equipment |  | 102 | ITNE-102 | COMPUTER: dual display screens, central processing unit (CPU), keyboard and mouse, desktop | ITNE-071 | COMPUTER: desktop, with dual display screens | 3 | ARCH-FFE | TRUE | FALSE | TRUE
IT | Information and Communications Services | NE | Networked Equipment |  | 111 | ITNE-111 | COMPUTER: workstation on wheels (WOW), medical grade, all-in-one computer, keyboard and mouse, on cart | ITNE-008; MMGE-164 | COMPUTER: for workstation on wheels; WORKSTATION ON WHEELS: clinical, mobile | 3 | ARCH-FFE | TRUE | FALSE | TRUE
IT | Information and Communications Services | NE | Networked Equipment |  | 112 | ITNE-112 | COMPUTER: workstation on wheels (WOW), medical grade, laptop, keyboard and mouse, on cart |  |  | 3 | ARCH-FFE | TRUE | FALSE | FALSE
IT | Information and Communications Services | NE | Networked Equipment |  | 121 | ITNE-121 | COMPUTER: single display screen, all-in-one | ITNE-066 | COMPUTER: all-in-one, wall mounted | 3 | ARCH-FFE | TRUE | FALSE | TRUE
IT | Information and Communications Services | NE | Networked Equipment |  | 122 | ITNE-122 | COMPUTER: single display screen, all-in-one, medical grade |  |  | 3 | ARCH-FFE | TRUE | FALSE | TRUE
IT | Information and Communications Services | NE | Networked Equipment |  | 131 | ITNE-131 | COMPUTER: laptop | ITNE-010 | COMPUTER: laptop or other mobile device | 3 | ARCH-FFE | TRUE | FALSE | FALSE
IT | Information and Communications Services | NE | Networked Equipment |  | 132 | ITNE-132 | COMPUTER: laptop, medical grade |  |  | 3 | ARCH-FFE | TRUE | FALSE | FALSE
IT | Information and Communications Services | NE | Networked Equipment |  | 141 | ITNE-141 | COMPUTER: tablet/portable device | ITNE-012 | COMPUTER: tablet or other hand held device | 3 | ARCH-FFE | TRUE | FALSE | FALSE
IT | Information and Communications Services | NE | Networked Equipment |  | 142 | ITNE-142 | COMPUTER: tablet/portable device, medical grade |  |  | 3 | ARCH-FFE | TRUE | FALSE | FALSE
IT | Information and Communications Services | NE | Networked Equipment |  | 151 | ITNE-151 | COMPUTER: central processing unit (CPU) |  |  | 3 | ARCH-FFE | TRUE | FALSE | FALSE
IT | Information and Communications Services | NE | Networked Equipment |  | 152 | ITNE-152 | COMPUTER: central processing unit (CPU), mini |  |  | 3 | ARCH-FFE | TRUE | FALSE | FALSE
IT | Information and Communications Services | NE | Networked Equipment |  | 153 | ITNE-153 | COMPUTER: central processing unit (CPU), PACS | ITNE-009 | COMPUTER: hi performance, for clinical / PACS use | 3 | ARCH-FFE | TRUE | FALSE | TRUE
IT | Information and Communications Services | NE | Networked Equipment |  | 161 | ITNE-161 | DOCKING STATION: laptop |  |  | 3 | ARCH-FFE | TRUE | FALSE | FALSE
IT | Information and Communications Services | NE | Networked Equipment |  | 162 | ITNE-162 | DOCKING STATION: tablet/portable device |  |  | 3 | ARCH-FFE | TRUE | FALSE | FALSE
IT | Information and Communications Services | NE | Networked Equipment |  | 171 | ITNE-171 | DISPLAY SCREEN: computer | ITNE-063 | DISPLAY SCREEN: for computer | 3 | ARCH-FFE | TRUE | FALSE | TRUE
IT | Information and Communications Services | NE | Networked Equipment |  | 172 | ITNE-172 | DISPLAY SCREEN: computer, PACS | ITNE-070 | DISPLAY SCREEN: PACS | 3 | ARCH-FFE | TRUE | FALSE | TRUE
IT | Information and Communications Services | NE | Networked Equipment |  | 201 | ITNE-201 | INPUT DEVICE: keyboard and mouse | ITNE-067 | KEYBOARD: keyboard and mouse only | 3 | ARCH-FFE | TRUE | FALSE | TRUE
IT | Information and Communications Services | NE | Networked Equipment |  | 202 | ITNE-202 | INPUT DEVICE: keyboard and mouse, wireless |  |  | 3 | ARCH-FFE | TRUE | FALSE | FALSE
IT | Information and Communications Services | NE | Networked Equipment |  | 203 | ITNE-203 | INPUT DEVICE: keyboard and mouse, medical grade, washable |  |  | 3 | ARCH-FFE | TRUE | FALSE | TRUE
IT | Information and Communications Services | NE | Networked Equipment |  | 204 | ITNE-204 | INPUT DEVICE: keyboard and mouse, wireless, medical grade, washable |  |  | 3 | ARCH-FFE | TRUE | FALSE | TRUE
IT | Information and Communications Services | NE | Networked Equipment |  | 221 | ITNE-221 | INPUT DEVICE: bar code scanner | ITNE-003 | BAR CODING: reader | 3 | ARCH-FFE | TRUE | FALSE | TRUE
IT | Information and Communications Services | NE | Networked Equipment |  | 222 | ITNE-222 | INPUT DEVICE: bar code scanner, wireless, with charging dock |  |  | 3 | ARCH-FFE | TRUE | FALSE | FALSE
IT | Information and Communications Services | NE | Networked Equipment |  | 223 | ITNE-223 | INPUT DEVICE: bar code scanner, medical grade, washable |  |  | 3 | ARCH-FFE | TRUE | FALSE | TRUE
IT | Information and Communications Services | NE | Networked Equipment |  | 224 | ITNE-224 | INPUT DEVICE: bar code scanner, wireless, with charging dock, medical grade, washable |  |  | 3 | ARCH-FFE | TRUE | FALSE | TRUE
IT | Information and Communications Services | NE | Networked Equipment |  | 231 | ITNE-231 | INPUT DEVICE: portable data entry, with charging dock |  |  | 3 | ARCH-FFE | TRUE | FALSE | FALSE
IT | Information and Communications Services | NE | Networked Equipment |  | 241 | ITNE-241 | RECORDER: dictation |  |  | 3 | ARCH-FFE | TRUE | FALSE | TRUE
IT | Information and Communications Services | NE | Networked Equipment |  | 301 | ITNE-301 | MULTIFUNCTION DEVICE: printer/copier/scanner/fax, desktop | ITNE-020 | MULTIFUNCTION DEVICE: desktop | 3 | ARCH-FFE | TRUE | FALSE | FALSE
IT | Information and Communications Services | NE | Networked Equipment |  | 302 | ITNE-302 | MULTIFUNCTION DEVICE: printer/copier/scanner/fax, floor standing | ITNE-021 | MULTIFUNCTION DEVICE: floorstanding | 3 | ARCH-FFE | TRUE | FALSE | TRUE
IT | Information and Communications Services | NE | Networked Equipment |  | 311 | ITNE-311 | PRINTER: desktop | ITNE-023 | PRINTER: networked | 3 | ARCH-FFE | TRUE | FALSE | TRUE
IT | Information and Communications Services | NE | Networked Equipment |  | 316 | ITNE-316 | PRINTER: labels, small, desktop | FQGE-056 | PRINTER: desktop, labels | 3 | ARCH-FFE | TRUE | FALSE | TRUE
IT | Information and Communications Services | NE | Networked Equipment |  | 317 | ITNE-317 | PRINTER: labels, large, desktop |  |  | 3 | ARCH-FFE | TRUE | FALSE | FALSE
IT | Information and Communications Services | NE | Networked Equipment |  | 321 | ITNE-321 | PRINTER: identification/access control card, desktop | ITNE-022 | PRINTER: identification / access control card | 3 | ARCH-FFE | TRUE | FALSE | FALSE
IT | Information and Communications Services | NE | Networked Equipment |  | 341 | ITNE-341 | SCANNER: desktop, document, flatbed, desktop | ITNE-024 | SCANNER: desktop | 3 | ARCH-FFE | TRUE | FALSE | TRUE
IT | Information and Communications Services | NE | Networked Equipment |  | 342 | ITNE-342 | SCANNER: desktop, document, upright, desktop |  |  | 3 | ARCH-FFE | TRUE | FALSE | FALSE
IT | Information and Communications Services | NE | Networked Equipment |  | 361 | ITNE-361 | FAX MACHINE: desktop | ITNE-016 | FAX MACHINE: desktop | 3 | ARCH-FFE | TRUE | FALSE | FALSE
IT | Information and Communications Services | NE | Networked Equipment |  | 251 | ITNE-251 | CAMERA: webcam, display screen mounted |  |  | 3 | ARCH-FFE | TRUE | FALSE | TRUE
IT | Information and Communications Services | SE | Security Systems |  | 297 | ITSE-297 | BUTTON: door release, remote activation, wall mounted | ITSE-025 | DOOR RELEASE: access control, remote activation | 1 | ENGG-EL | TRUE | FALSE | TRUE
IT | Information and Communications Services | SE | Security Systems |  | 298 | ITSE-298 | BUTTON: door release, remote activation, surface mounted |  |  | 1 | ENGG-EL | TRUE | FALSE | TRUE
IT | Information and Communications Services | SE | Security Systems |  | 091 | ITSE-091 | BUTTON: security, perimeter lockdown, wall mounted | ELBO-018 | BUTTON: security, perimeter lockdown | 1 | ENGG-EL | TRUE | FALSE | TRUE
IT | Information and Communications Services | SE | Security Systems |  | 051 | ITSE-051 | HEAD END: security, duress |  |  | 1 | ENGG-EL | TRUE | FALSE | FALSE
IT | Information and Communications Services | SE | Security Systems |  | 052 | ITSE-052 | HEAD END: security, mobile duress |  |  | 1 | ENGG-EL | TRUE | FALSE | FALSE
IT | Information and Communications Services | SE | Security Systems |  | 054 | ITSE-054 | CONTROL PANEL: security, duress | ITSE-020 | CONTROL PANEL: duress | 1 | ENGG-EL | TRUE | FALSE | FALSE
IT | Information and Communications Services | SE | Security Systems |  | 061 | ITSE-061 | BUTTON: security, duress, fixed, wall mounted | ITSE-006 | BUTTON: duress, fixed | 1 | ENGG-EL | TRUE | FALSE | TRUE
IT | Information and Communications Services | SE | Security Systems |  | 062 | ITSE-062 | BUTTON: security, duress, fixed, surface mounted |  |  | 1 | ENGG-EL | TRUE | FALSE | TRUE
IT | Information and Communications Services | SE | Security Systems |  | 063 | ITSE-063 | BUTTON: security, duress, fixed, under bench mounted |  |  | 1 | ENGG-EL | TRUE | FALSE | TRUE
IT | Information and Communications Services | SE | Security Systems |  | 071 | ITSE-071 | CHARGER: security, duress, wireless devices, wall mounted | ITCL-037 | CHARGER: wireless duress devices | 1 | ARCH-FFE | TRUE | FALSE | TRUE
IT | Information and Communications Services | SE | Security Systems |  | 072 | ITSE-072 | CHARGER: security, duress, wireless devices, surface mounted |  |  | 1 | ARCH-FFE | TRUE | FALSE | FALSE
IT | Information and Communications Services | SE | Security Systems |  | 081 | ITSE-081 | BUTTON: security, help point, wall mounted |  |  | 1 | ENGG-EL | TRUE | FALSE | FALSE
IT | Information and Communications Services | SE | Security Systems |  | 101 | ITSE-101 | COMPUTER: security, CCTV monitoring, central processing unit (CPU) |  |  | 3 | ARCH-FFE | TRUE | FALSE | FALSE
IT | Information and Communications Services | SE | Security Systems |  | 111 | ITSE-111 | DISPLAY SCREEN: security, CCTV monitoring | ITSE-048 | DISPLAY SCREEN: CCTV system | 3 | ARCH-FFE | TRUE | FALSE | TRUE
IT | Information and Communications Services | SE | Security Systems |  | 121 | ITSE-121 | CAMERA: security, CCTV, indoor, dome, ceiling mounted | ITSE-013 | CAMERA: CCTV, indoor, fixed dome | 1 | ARCH-FFE | TRUE | FALSE | TRUE
IT | Information and Communications Services | SE | Security Systems |  | 122 | ITSE-122 | CAMERA: security, CCTV, indoor, dome, wall mounted |  |  | 1 | ARCH-FFE | TRUE | FALSE | FALSE
IT | Information and Communications Services | SE | Security Systems |  | 126 | ITSE-126 | CAMERA: security, CCTV, indoor, bullet, ceiling mounted | ITSE-014 | CAMERA: CCTV, indoor, tilt pan zoom | 1 | ARCH-FFE | TRUE | FALSE | FALSE
IT | Information and Communications Services | SE | Security Systems |  | 127 | ITSE-127 | CAMERA: security, CCTV, indoor, bullet, wall mounted |  |  | 1 | ARCH-FFE | TRUE | FALSE | FALSE
IT | Information and Communications Services | SE | Security Systems |  | 131 | ITSE-131 | CAMERA: security, CCTV, outdoor, dome, soffit mounted |  |  | 1 | ARCH-FFE | TRUE | FALSE | FALSE
IT | Information and Communications Services | SE | Security Systems |  | 132 | ITSE-132 | CAMERA: security, CCTV, outdoor, dome, building mounted | ITSE-015 | CAMERA: CCTV, outdoor, fixed, building mounted | 1 | ARCH-FFE | TRUE | FALSE | FALSE
IT | Information and Communications Services | SE | Security Systems |  | 133 | ITSE-133 | CAMERA: security, CCTV, outdoor, dome, pole mounted | ITSE-016 | CAMERA: CCTV, outdoor, fixed, pole mounted | 1 | ARCH-FFE | TRUE | FALSE | FALSE
IT | Information and Communications Services | SE | Security Systems |  | 136 | ITSE-136 | CAMERA: security, CCTV, outdoor, bullet, soffit mounted |  |  | 1 | ARCH-FFE | TRUE | FALSE | FALSE
IT | Information and Communications Services | SE | Security Systems |  | 137 | ITSE-137 | CAMERA: security, CCTV, outdoor, bullet, building mounted | ITSE-017 | CAMERA: CCTV, outdoor, tilt pan zoom, building mounted | 1 | ARCH-FFE | TRUE | FALSE | FALSE
IT | Information and Communications Services | SE | Security Systems |  | 138 | ITSE-138 | CAMERA: security, CCTV, outdoor, bullet, pole mounted | ITSE-018 | CAMERA: CCTV, outdoor, tilt pan zoom, pole mounted | 1 | ARCH-FFE | TRUE | FALSE | FALSE
IT | Information and Communications Services | SE | Security Systems |  | 154 | ITSE-154 | CONTROL PANEL: intercom master |  |  | 1 | ENGG-EL | TRUE | FALSE | FALSE
IT | Information and Communications Services | SE | Security Systems |  | 161 | ITSE-161 | INTERCOM: audio, master, wall mounted |  |  | 1 | ENGG-EL | TRUE | FALSE | FALSE
IT | Information and Communications Services | SE | Security Systems |  | 166 | ITSE-166 | INTERCOM: audio, slave, wall mounted | ITSE-029 | INTERCOM: audio, wall mount | 1 | ENGG-EL | TRUE | FALSE | TRUE
IT | Information and Communications Services | SE | Security Systems |  | 171 | ITSE-171 | INTERCOM: audio, slave, outdoor, wall mounted | ITSE-049 | INTERCOM: external, audiovisual, wall mounted | 1 | ENGG-EL | TRUE | FALSE | FALSE
IT | Information and Communications Services | SE | Security Systems |  | 172 | ITSE-172 | INTERCOM: audio, slave, outdoor, bollard mounted |  |  | 1 | ENGG-EL | TRUE | FALSE | FALSE
IT | Information and Communications Services | SE | Security Systems |  | 181 | ITSE-181 | INTERCOM: audio-visual, master, wall mounted |  |  | 1 | ENGG-EL | TRUE | FALSE | FALSE
IT | Information and Communications Services | SE | Security Systems |  | 182 | ITSE-182 | INTERCOM: audio-visual, master, surface mounted |  |  | 1 | ENGG-EL | TRUE | FALSE | FALSE
IT | Information and Communications Services | SE | Security Systems |  | 186 | ITSE-186 | INTERCOM: audio-visual, slave, wall mounted | ITSE-028 | INTERCOM: audiovisual, wall mounted | 1 | ENGG-EL | TRUE | FALSE | TRUE
IT | Information and Communications Services | SE | Security Systems |  | 191 | ITSE-191 | INTERCOM: audio-visual, slave, outdoor, wall mounted |  |  | 1 | ENGG-EL | TRUE | FALSE | FALSE
IT | Information and Communications Services | SE | Security Systems |  | 192 | ITSE-192 | INTERCOM: audio-visual, slave, outdoor, bollard mounted |  |  | 1 | ENGG-EL | TRUE | FALSE | FALSE
IT | Information and Communications Services | SE | Security Systems |  | 204 | ITSE-204 | CONTROL PANEL: security, motion/vibration detection | ITSE-021; ITSE-022 | CONTROL PANEL: intruder detection; CONTROL PANEL: motion detection | 1 | ENGG-EL | TRUE | FALSE | FALSE
IT | Information and Communications Services | SE | Security Systems |  | 211 | ITSE-211 | SENSOR: security, motion detection, for alarm, wall mounted | ITSE-043 | SENSOR: intruder detection, for alarm | 1 | ENGG-EL | TRUE | FALSE | FALSE
IT | Information and Communications Services | SE | Security Systems |  | 212 | ITSE-212 | SENSOR: security, motion detection, for alarm, ceiling mounted |  |  | 1 | ENGG-EL | TRUE | FALSE | FALSE
IT | Information and Communications Services | SE | Security Systems |  | 216 | ITSE-216 | SENSOR: security, vibration detection, for alarm, wall mounted |  |  | 1 | ENGG-EL | TRUE | FALSE | FALSE
IT | Information and Communications Services | SE | Security Systems |  | 217 | ITSE-217 | SENSOR: security, vibration detection, for alarm, ceiling mounted |  |  | 1 | ENGG-EL | TRUE | FALSE | FALSE
IT | Information and Communications Services | SE | Security Systems |  | 221 | ITSE-221 | SENSOR: safety, motion detection, for staff alert, wall mounted | ITSE-046 | SENSOR: motion detection, for staff alert | 1 | ENGG-EL | TRUE | FALSE | FALSE
IT | Information and Communications Services | SE | Security Systems |  | 222 | ITSE-222 | SENSOR: safety, motion detection, for staff alert, ceiling mounted | ITSE-047 | SENSOR: motion detection, for staff alert, flush to ceiling | 1 | ENGG-EL | TRUE | FALSE | FALSE
IT | Information and Communications Services | SE | Security Systems |  | 231 | ITSE-231 | SENSOR: security, reed switch |  |  | 1 | ENGG-EL | TRUE | FALSE | FALSE
IT | Information and Communications Services | SE | Security Systems |  | 254 | ITSE-254 | CONTROL PANEL: security, access control |  |  | 1 | ENGG-EL | TRUE | FALSE | FALSE
IT | Information and Communications Services | SE | Security Systems |  | 261 | ITSE-261 | READER: security, access control, proximity card, wall mounted | ITSE-038 | READER: access control, general | 1 | ENGG-EL | TRUE | FALSE | TRUE
IT | Information and Communications Services | SE | Security Systems |  | 262 | ITSE-262 | READER: security, access control, proximity card, priority, wall mounted | ITSE-039 | READER: access control, helipad priority | 1 | ENGG-EL | TRUE | FALSE | FALSE
IT | Information and Communications Services | SE | Security Systems |  | 266 | ITSE-266 | READER: security, access control, proximity card, outdoor, wall mounted | ITSE-050 | READER: access control, external | 1 | ENGG-EL | TRUE | FALSE | FALSE
IT | Information and Communications Services | SE | Security Systems |  | 267 | ITSE-267 | READER: security, access control, proximity card, outdoor, bollard mounted |  |  | 1 | ENGG-EL | TRUE | FALSE | FALSE
IT | Information and Communications Services | SE | Security Systems |  | 271 | ITSE-271 | READER: security, access control, biometric, wall mounted | ITSE-037 | READER: access control, biometric | 1 | ENGG-EL | TRUE | FALSE | FALSE
IT | Information and Communications Services | SE | Security Systems |  | 291 | ITSE-291 | KEYPAD: security, access control, wall mounted | ITSE-041 | READER: access control, with key pad | 1 | ENGG-EL | TRUE | FALSE | FALSE
IT | Information and Communications Services | SE | Security Systems |  | 296 | ITSE-296 | CAMERA: identification photo | ITSE-019 | CAMERA: identification photo | 3 | ARCH-FFE | TRUE | FALSE | FALSE
IT | Information and Communications Services | SE | Security Systems |  | 092 | ITSE-092 | BUTTON: security, perimeter lockdown, surface mounted | ELBO-018 | BUTTON: security, perimeter lockdown | 1 | ENGG-EL | TRUE | FALSE | FALSE
IT | Information and Communications Services | SE | Security Systems |  | 093 | ITSE-093 | BUTTON: security, perimeter lockdown, under bench mounted | ELBO-018 | BUTTON: security, perimeter lockdown | 1 | ENGG-EL | TRUE | FALSE | FALSE
JO | Joinery | BE | Benches and Supports |  | 001 | JOBE-001 | BENCH: 450D, laminate | FIJO-010; FIJO-011; FIJO-051; FIJO-052 | BENCH: 450D, open under; BENCH: 450D, open under, laminate finish; BENCH TOP: 450D, joinery under; BENCH TOP: 450D, joinery under, laminate finish | 1 | ARCH-JNY | TRUE | FALSE | TRUE
JO | Joinery | BE | Benches and Supports |  | 002 | JOBE-002 | BENCH: 450D, stainless steel | FIJO-013 | BENCH: 450D, open under, stainless steel | 1 | ARCH-JNY | TRUE | FALSE | TRUE
JO | Joinery | BE | Benches and Supports |  | 003 | JOBE-003 | BENCH: 450D, stainless steel lipped | FIJO-012; FIJO-053 | BENCH: 450D, open under, stainless steel lipped; BENCH TOP: 450D, joinery under, stainless steel lipped | 1 | ARCH-JNY | TRUE | FALSE | FALSE
JO | Joinery | BE | Benches and Supports |  | 004 | JOBE-004 | BENCH: 450D, solid surface |  |  | 1 | ARCH-JNY | TRUE | FALSE | FALSE
JO | Joinery | BE | Benches and Supports |  | 011 | JOBE-011 | BENCH: 500D, laminate |  |  | 1 | ARCH-JNY | TRUE | FALSE | TRUE
JO | Joinery | BE | Benches and Supports |  | 012 | JOBE-012 | BENCH: 500D, stainless steel |  |  | 1 | ARCH-JNY | TRUE | FALSE | FALSE
JO | Joinery | BE | Benches and Supports |  | 013 | JOBE-013 | BENCH: 500D, stainless steel lipped |  |  | 1 | ARCH-JNY | TRUE | FALSE | FALSE
JO | Joinery | BE | Benches and Supports |  | 014 | JOBE-014 | BENCH: 500D, solid surface |  |  | 1 | ARCH-JNY | TRUE | FALSE | FALSE
JO | Joinery | BE | Benches and Supports |  | 021 | JOBE-021 | BENCH: 550D, laminate |  |  | 1 | ARCH-JNY | TRUE | FALSE | FALSE
JO | Joinery | BE | Benches and Supports |  | 022 | JOBE-022 | BENCH: 550D, stainless steel |  |  | 1 | ARCH-JNY | TRUE | FALSE | FALSE
JO | Joinery | BE | Benches and Supports |  | 023 | JOBE-023 | BENCH: 550D, stainless steel lipped |  |  | 1 | ARCH-JNY | TRUE | FALSE | FALSE
JO | Joinery | BE | Benches and Supports |  | 024 | JOBE-024 | BENCH: 550D, solid surface |  |  | 1 | ARCH-JNY | TRUE | FALSE | FALSE
JO | Joinery | BE | Benches and Supports |  | 031 | JOBE-031 | BENCH: 600D, laminate | FIJO-017; FIJO-020; FIJO-058; FIJO-059 | BENCH: 600D, open under; BENCH: 600D, open under, laminate finish; BENCH TOP: 600D, joinery under; BENCH TOP: 600D, joinery under, laminate finish | 1 | ARCH-JNY | TRUE | FALSE | TRUE
JO | Joinery | BE | Benches and Supports |  | 032 | JOBE-032 | BENCH: 600D, stainless steel |  |  | 1 | ARCH-JNY | TRUE | FALSE | FALSE
JO | Joinery | BE | Benches and Supports |  | 033 | JOBE-033 | BENCH: 600D, stainless steel lipped | FIJO-021; FIJO-060 | BENCH: 600D, open under, stainless steel lipped; BENCH TOP: 600D, joinery under, stainless steel lipped | 1 | ARCH-JNY | TRUE | FALSE | TRUE
JO | Joinery | BE | Benches and Supports |  | 034 | JOBE-034 | BENCH: 600D, solid surface | FIJO-022 | BENCH: 600D, open under, resinate finish, mobile | 1 | ARCH-JNY | TRUE | FALSE | FALSE
JO | Joinery | BE | Benches and Supports |  | 041 | JOBE-041 | BENCH: 650D, laminate |  |  | 1 | ARCH-JNY | TRUE | FALSE | FALSE
JO | Joinery | BE | Benches and Supports |  | 042 | JOBE-042 | BENCH: 650D, stainless steel |  |  | 1 | ARCH-JNY | TRUE | FALSE | FALSE
JO | Joinery | BE | Benches and Supports |  | 043 | JOBE-043 | BENCH: 650D, stainless steel lipped |  |  | 1 | ARCH-JNY | TRUE | FALSE | FALSE
JO | Joinery | BE | Benches and Supports |  | 044 | JOBE-044 | BENCH: 650D, solid surface |  |  | 1 | ARCH-JNY | TRUE | FALSE | FALSE
JO | Joinery | BE | Benches and Supports |  | 051 | JOBE-051 | BENCH: 700D, laminate |  |  | 1 | ARCH-JNY | TRUE | FALSE | FALSE
JO | Joinery | BE | Benches and Supports |  | 052 | JOBE-052 | BENCH: 700D, stainless steel |  |  | 1 | ARCH-JNY | TRUE | FALSE | FALSE
JO | Joinery | BE | Benches and Supports |  | 053 | JOBE-053 | BENCH: 700D, stainless steel lipped |  |  | 1 | ARCH-JNY | TRUE | FALSE | FALSE
JO | Joinery | BE | Benches and Supports |  | 054 | JOBE-054 | BENCH: 700D, solid surface |  |  | 1 | ARCH-JNY | TRUE | FALSE | FALSE
JO | Joinery | BE | Benches and Supports |  | 061 | JOBE-061 | BENCH: 750D, laminate | FIJO-029; FIJO-030; FIJO-031; FIJO-068; FIJO-069 | BENCH: 750D, open under, X-ray; BENCH: 750D, open under; BENCH: 750D, open under, laminate finish; BENCH TOP: 750D, joinery under; BENCH TOP: 750D, joinery under, laminate finish | 1 | ARCH-JNY | TRUE | FALSE | TRUE
JO | Joinery | BE | Benches and Supports |  | 062 | JOBE-062 | BENCH: 750D, stainless steel |  |  | 1 | ARCH-JNY | TRUE | FALSE | FALSE
JO | Joinery | BE | Benches and Supports |  | 063 | JOBE-063 | BENCH: 750D, stainless steel lipped | FIJO-032; FIJO-070 | BENCH: 750D, open under, stainless steel lipped; BENCH TOP: 750D, joinery under, stainless steel lipped | 1 | ARCH-JNY | TRUE | FALSE | FALSE
JO | Joinery | BE | Benches and Supports |  | 064 | JOBE-064 | BENCH: 750D, solid surface |  |  | 1 | ARCH-JNY | TRUE | FALSE | FALSE
JO | Joinery | BE | Benches and Supports |  | 071 | JOBE-071 | BENCH: 800D, laminate |  |  | 1 | ARCH-JNY | TRUE | FALSE | TRUE
JO | Joinery | BE | Benches and Supports |  | 072 | JOBE-072 | BENCH: 800D, stainless steel |  |  | 1 | ARCH-JNY | TRUE | FALSE | FALSE
JO | Joinery | BE | Benches and Supports |  | 073 | JOBE-073 | BENCH: 800D, stainless steel lipped |  |  | 1 | ARCH-JNY | TRUE | FALSE | FALSE
JO | Joinery | BE | Benches and Supports |  | 074 | JOBE-074 | BENCH: 800D, solid surface |  |  | 1 | ARCH-JNY | TRUE | FALSE | FALSE
JO | Joinery | BE | Benches and Supports |  | 081 | JOBE-081 | BENCH: 850D, laminate |  |  | 1 | ARCH-JNY | TRUE | FALSE | FALSE
JO | Joinery | BE | Benches and Supports |  | 082 | JOBE-082 | BENCH: 850D, stainless steel |  |  | 1 | ARCH-JNY | TRUE | FALSE | FALSE
JO | Joinery | BE | Benches and Supports |  | 083 | JOBE-083 | BENCH: 850D, stainless steel lipped |  |  | 1 | ARCH-JNY | TRUE | FALSE | FALSE
JO | Joinery | BE | Benches and Supports |  | 084 | JOBE-084 | BENCH: 850D, solid surface |  |  | 1 | ARCH-JNY | TRUE | FALSE | FALSE
JO | Joinery | BE | Benches and Supports |  | 091 | JOBE-091 | BENCH: 900D, laminate | FIJO-037; FIJO-038; FIJO-075; FIJO-076 | BENCH: 900D, open under; BENCH: 900D, open under, laminate finish; BENCH TOP: 900D, joinery under; BENCH TOP: 900D, joinery under, laminate finish | 1 | ARCH-JNY | TRUE | FALSE | FALSE
JO | Joinery | BE | Benches and Supports |  | 092 | JOBE-092 | BENCH: 900D, stainless steel |  |  | 1 | ARCH-JNY | TRUE | FALSE | FALSE
JO | Joinery | BE | Benches and Supports |  | 093 | JOBE-093 | BENCH: 900D, stainless steel lipped | FIJO-039; FIJO-077 | BENCH: 900D, open under, stainless steel lipped; BENCH TOP: 900D, joinery under, stainless steel lipped | 1 | ARCH-JNY | TRUE | FALSE | FALSE
JO | Joinery | BE | Benches and Supports |  | 094 | JOBE-094 | BENCH: 900D, solid surface |  |  | 1 | ARCH-JNY | TRUE | FALSE | FALSE
JO | Joinery | BE | Benches and Supports |  | 101 | JOBE-101 | BENCH: 950D, laminate |  |  | 1 | ARCH-JNY | TRUE | FALSE | FALSE
JO | Joinery | BE | Benches and Supports |  | 102 | JOBE-102 | BENCH: 950D, stainless steel |  |  | 1 | ARCH-JNY | TRUE | FALSE | FALSE
JO | Joinery | BE | Benches and Supports |  | 103 | JOBE-103 | BENCH: 950D, stainless steel lipped |  |  | 1 | ARCH-JNY | TRUE | FALSE | FALSE
JO | Joinery | BE | Benches and Supports |  | 104 | JOBE-104 | BENCH: 950D, solid surface |  |  | 1 | ARCH-JNY | TRUE | FALSE | FALSE
JO | Joinery | BE | Benches and Supports |  | 111 | JOBE-111 | BENCH: 1000D, laminate |  |  | 1 | ARCH-JNY | TRUE | FALSE | FALSE
JO | Joinery | BE | Benches and Supports |  | 112 | JOBE-112 | BENCH: 1000D, stainless steel |  |  | 1 | ARCH-JNY | TRUE | FALSE | FALSE
JO | Joinery | BE | Benches and Supports |  | 113 | JOBE-113 | BENCH: 1000D, stainless steel lipped |  |  | 1 | ARCH-JNY | TRUE | FALSE | FALSE
JO | Joinery | BE | Benches and Supports |  | 114 | JOBE-114 | BENCH: 1000D, solid surface |  |  | 1 | ARCH-JNY | TRUE | FALSE | FALSE
JO | Joinery | BE | Benches and Supports |  | 151 | JOBE-151 | BENCH: special depth, laminate | FIJO-044; FIJO-045; FIJO-082; FIJO-083 | BENCH: special depth, open under; BENCH: special depth, open under, laminate finish; BENCH TOP: special depth, joinery under; BENCH TOP: special depth, joinery under, laminate finish | 1 | ARCH-JNY | TRUE | FALSE | FALSE
JO | Joinery | BE | Benches and Supports |  | 152 | JOBE-152 | BENCH: special depth, stainless steel |  |  | 1 | ARCH-JNY | TRUE | FALSE | FALSE
JO | Joinery | BE | Benches and Supports |  | 153 | JOBE-153 | BENCH: special depth, stainless steel lipped | FIJO-046; FIJO-084 | BENCH: special depth, open under, stainless steel lipped; BENCH TOP: special depth, joinery under, stainless steel lipped | 1 | ARCH-JNY | TRUE | FALSE | FALSE
JO | Joinery | BE | Benches and Supports |  | 154 | JOBE-154 | BENCH: special depth, solid surface |  |  | 1 | ARCH-JNY | TRUE | FALSE | FALSE
JO | Joinery | BE | Benches and Supports |  | 201 | JOBE-201 | BENCH SUPPORT: leg |  |  | 1 | ARCH-JNY | TRUE | FALSE | FALSE
JO | Joinery | BE | Benches and Supports |  | 211 | JOBE-211 | BENCH SUPPORT: bracket | FIHR-065; FIHR-080 | BRACKET: for bench, 450D, wall mounted; BRACKET: for bench, 750D, wall mounted | 1 | ARCH-JNY | TRUE | FALSE | TRUE
JO | Joinery | BE | Benches and Supports |  | 221 | JOBE-221 | BENCH SUPPORT: end panel | FIJO-213 | PANEL: joinery carcass end | 1 | ARCH-JNY | TRUE | FALSE | TRUE
JO | Joinery | BE | Benches and Supports |  | 231 | JOBE-231 | BENCH SUPPORT: legs and frame, stainless steel | FIJO-100 | BENCH LEGS: stainless steel, for bench top | 1 | ARCH-JNY | TRUE | FALSE | TRUE
JO | Joinery | BE | Benches and Supports |  | 232 | JOBE-232 | BENCH SUPPORT: legs and frame, stainless steel, with low shelf | FIJO-100; FIJO-197 | BENCH LEGS: stainless steel, for bench top; SHELF: stainless steel, underbench | 1 | ARCH-JNY | TRUE | FALSE | TRUE
JO | Joinery | BE | Benches and Supports |  | 251 | JOBE-251 | CAP: cable access | FIJO-099 | CAC: cable access cap | 1 | ARCH-JNY | TRUE | FALSE | TRUE
JO | Joinery | BH | Bedheads |  | 001 | JOBH-001 | BEDHEAD: low height |  |  | 1 | ARCH-JNY | TRUE | FALSE | FALSE
JO | Joinery | BH | Bedheads |  | 002 | JOBH-002 | BEDHEAD: low height, tamper proof, anti-ligature |  |  | 1 | ARCH-JNY | TRUE | FALSE | FALSE
JO | Joinery | BH | Bedheads |  | 003 | JOBH-003 | BEDHEAD: low height, concealed services |  |  | 1 | ARCH-JNY | TRUE | FALSE | FALSE
JO | Joinery | BH | Bedheads |  | 004 | JOBH-004 | BEDHEAD: low height, concealed services, tamper proof, anti-ligature |  |  | 1 | ARCH-JNY | TRUE | FALSE | FALSE
JO | Joinery | BH | Bedheads |  | 021 | JOBH-021 | BEDHEAD: full height |  |  | 1 | ARCH-JNY | TRUE | FALSE | TRUE
JO | Joinery | BH | Bedheads |  | 022 | JOBH-022 | BEDHEAD: full height, tamper proof, anti-ligature | FIJO-210 | BEDHEAD: mental health | 1 | ARCH-JNY | TRUE | FALSE | TRUE
JO | Joinery | BH | Bedheads |  | 023 | JOBH-023 | BEDHEAD: full height, concealed services |  |  | 1 | ARCH-JNY | TRUE | FALSE | FALSE
JO | Joinery | BH | Bedheads |  | 024 | JOBH-024 | BEDHEAD: full height, concealed services, tamper proof, anti-ligature |  |  | 1 | ARCH-JNY | TRUE | FALSE | FALSE
JO | Joinery | CU | Cupboards |  | 001 | JOCU-001 | CUPBOARD: tall, single door | FIJO-129; FIJO-131; FIJO-222 | CUPBOARD: tall, single door, adj shelves; CUPBOARD: tall, single door, adj shelves, lockable; CUPBOARD: tall, single door, fixed shelf, ADL Laundry | 1 | ARCH-JNY | TRUE | FALSE | TRUE
JO | Joinery | CU | Cupboards |  | 002 | JOCU-002 | CUPBOARD: tall, single door, stock flow shelves |  |  | 1 | ARCH-JNY | TRUE | FALSE | FALSE
JO | Joinery | CU | Cupboards |  | 003 | JOCU-003 | CUPBOARD: tall, single door, glazed |  |  | 1 | ARCH-JNY | TRUE | FALSE | FALSE
JO | Joinery | CU | Cupboards |  | 004 | JOCU-004 | CUPBOARD: tall, single door, glazed, stock flow shelves |  |  | 1 | ARCH-JNY | TRUE | FALSE | FALSE
JO | Joinery | CU | Cupboards |  | 005 | JOCU-005 | CUPBOARD: tall, single door, for audio-visual equipment |  |  | 1 | ARCH-JNY | TRUE | FALSE | FALSE
JO | Joinery | CU | Cupboards |  | 006 | JOCU-006 | CUPBOARD: tall, single door, for medical services panel | FIJO-162 | CUPBOARD: tall, single door, to conceal services | 1 | ARCH-JNY | TRUE | FALSE | FALSE
JO | Joinery | CU | Cupboards |  | 007 | JOCU-007 | CUPBOARD: tall, single door, no plinth |  |  | 1 | ARCH-JNY | TRUE | FALSE | FALSE
JO | Joinery | CU | Cupboards |  | 021 | JOCU-021 | CUPBOARD: tall, double door | FIJO-116; FIJO-117 | CUPBOARD: tall, double door, adj shelves; CUPBOARD: tall, double door, adj shelves, lockable | 1 | ARCH-JNY | TRUE | FALSE | TRUE
JO | Joinery | CU | Cupboards |  | 022 | JOCU-022 | CUPBOARD: tall, double door, stock flow shelves | FIJO-119 | CUPBOARD: tall, double door, pharmacy shelves, lockable | 1 | ARCH-JNY | TRUE | FALSE | FALSE
JO | Joinery | CU | Cupboards |  | 023 | JOCU-023 | CUPBOARD: tall, double door, glazed | FIJO-221; FIJO-214 | CUPBOARD: tall, double door, glazed; CUPBOARD: tall, double door, glazed, adj shelves, lockable | 1 | ARCH-JNY | TRUE | FALSE | TRUE
JO | Joinery | CU | Cupboards |  | 024 | JOCU-024 | CUPBOARD: tall, double door, glazed stock flow shelves |  |  | 1 | ARCH-JNY | TRUE | FALSE | FALSE
JO | Joinery | CU | Cupboards |  | 025 | JOCU-025 | CUPBOARD: tall, double door, audio-visual equipment |  |  | 1 | ARCH-JNY | TRUE | FALSE | FALSE
JO | Joinery | CU | Cupboards |  | 026 | JOCU-026 | CUPBOARD: tall, double door, for medical services panel | FIJO-122 | CUPBOARD: tall, double door, to conceal services | 1 | ARCH-JNY | TRUE | FALSE | FALSE
JO | Joinery | CU | Cupboards |  | 027 | JOCU-027 | CUPBOARD: tall, double door, no plinth |  |  | 1 | ARCH-JNY | TRUE | FALSE | FALSE
JO | Joinery | CU | Cupboards |  | 041 | JOCU-041 | CUPBOARD: tall, with 1 microwave shelf unit | FIJO-163 | CUPBOARD: tall, single microwave | 1 | ARCH-JNY | TRUE | FALSE | FALSE
JO | Joinery | CU | Cupboards |  | 042 | JOCU-042 | CUPBOARD: tall, with 2 microwave shelf units | FIJO-164 | CUPBOARD: tall, double microwave | 1 | ARCH-JNY | TRUE | FALSE | FALSE
JO | Joinery | CU | Cupboards |  | 051 | JOCU-051 | CUPBOARD: tall, with built in oven | FIJO-223 | CUPBOARD: tall, oven cabinet | 1 | ARCH-JNY | TRUE | FALSE | FALSE
JO | Joinery | CU | Cupboards |  | 052 | JOCU-052 | CUPBOARD: tall, with built in oven, with 1 microwave shelf unit |  |  | 1 | ARCH-JNY | TRUE | FALSE | FALSE
JO | Joinery | CU | Cupboards |  | 101 | JOCU-101 | CUPBOARD: wall mounted, single door | FIJO-156; FIJO-157 | CUPBOARD: wall mount, single door, adj shelves; CUPBOARD: wall mount, single door, adj shelves, lockable | 1 | ARCH-JNY | TRUE | FALSE | TRUE
JO | Joinery | CU | Cupboards |  | 102 | JOCU-102 | CUPBOARD: wall mounted, single door, stock flow shelves |  |  | 1 | ARCH-JNY | TRUE | FALSE | FALSE
JO | Joinery | CU | Cupboards |  | 103 | JOCU-103 | CUPBOARD: wall mounted, single door, glazed | FIJO-159 | CUPBOARD: wall mount, single door, glazed, adj shelves, lockable | 1 | ARCH-JNY | TRUE | FALSE | FALSE
JO | Joinery | CU | Cupboards |  | 104 | JOCU-104 | CUPBOARD: wall mounted, single door, glazed, stock flow shelves |  |  | 1 | ARCH-JNY | TRUE | FALSE | FALSE
JO | Joinery | CU | Cupboards |  | 105 | JOCU-105 | CUPBOARD: wall mounted, single door, for audio-visual equipment |  |  | 1 | ARCH-JNY | TRUE | FALSE | FALSE
JO | Joinery | CU | Cupboards |  | 121 | JOCU-121 | CUPBOARD: wall mounted, double door | FIJO-143; FIJO-145 | CUPBOARD: wall mount, double door, adj shelves; CUPBOARD: wall mount, double door, adj shelves, lockable | 1 | ARCH-JNY | TRUE | FALSE | TRUE
JO | Joinery | CU | Cupboards |  | 122 | JOCU-122 | CUPBOARD: wall mounted, double door, stock flow shelves |  |  | 1 | ARCH-JNY | TRUE | FALSE | FALSE
JO | Joinery | CU | Cupboards |  | 123 | JOCU-123 | CUPBOARD: wall mounted, double door, glazed | FIJO-147; FIJO-148 | CUPBOARD: wall mount, double door, glazed, adj shelves; CUPBOARD: wall mount, double door, glazed, adj shelves, lockable | 1 | ARCH-JNY | TRUE | FALSE | FALSE
JO | Joinery | CU | Cupboards |  | 124 | JOCU-124 | CUPBOARD: wall mounted, double door, glazed, stock flow shelves |  |  | 1 | ARCH-JNY | TRUE | FALSE | FALSE
JO | Joinery | CU | Cupboards |  | 125 | JOCU-125 | CUPBOARD: wall mounted, double door, for audio-visual equipment |  |  | 1 | ARCH-JNY | TRUE | FALSE | TRUE
JO | Joinery | CU | Cupboards |  | 201 | JOCU-201 | CUPBOARD: under bench, single door | FIJO-140; FIJO-141 | CUPBOARD: underbench, single door, adj shelves; CUPBOARD: underbench, single door, adj shelves, lockable | 1 | ARCH-JNY | TRUE | FALSE | TRUE
JO | Joinery | CU | Cupboards |  | 202 | JOCU-202 | CUPBOARD: under bench, single door, stock flow shelves |  |  | 1 | ARCH-JNY | TRUE | FALSE | FALSE
JO | Joinery | CU | Cupboards |  | 203 | JOCU-203 | CUPBOARD: under bench, single door, glazed |  |  | 1 | ARCH-JNY | TRUE | FALSE | FALSE
JO | Joinery | CU | Cupboards |  | 204 | JOCU-204 | CUPBOARD: under bench, single door, glazed, stock flow shelves |  |  | 1 | ARCH-JNY | TRUE | FALSE | FALSE
JO | Joinery | CU | Cupboards |  | 205 | JOCU-205 | CUPBOARD: under bench, single door, for audio-visual equipment |  |  | 1 | ARCH-JNY | TRUE | FALSE | FALSE
JO | Joinery | CU | Cupboards |  | 206 | JOCU-206 | CUPBOARD: under bench, single door, no plinth |  |  | 1 | ARCH-JNY | TRUE | FALSE | FALSE
JO | Joinery | CU | Cupboards |  | 211 | JOCU-211 | CUPBOARD: under bench, single door, 2 drawers, equal, wire baskets |  |  | 1 | ARCH-JNY | TRUE | FALSE | FALSE
JO | Joinery | CU | Cupboards |  | 212 | JOCU-212 | CUPBOARD: under bench, single door, 3 drawers, equal, wire baskets | FIJO-110 | CUPBOARD: drawer unit, baskets, 3 x Wire+Door | 1 | ARCH-JNY | TRUE | FALSE | FALSE
JO | Joinery | CU | Cupboards |  | 213 | JOCU-213 | CUPBOARD: under bench, single door, 4 drawers, equal, wire baskets |  |  | 1 | ARCH-JNY | TRUE | FALSE | FALSE
JO | Joinery | CU | Cupboards |  | 216 | JOCU-216 | CUPBOARD: under bench, single door, glazed, 2 drawers, equal, wire baskets |  |  | 1 | ARCH-JNY | TRUE | FALSE | FALSE
JO | Joinery | CU | Cupboards |  | 217 | JOCU-217 | CUPBOARD: under bench, single door, glazed, 3 drawers, equal, wire baskets |  |  | 1 | ARCH-JNY | TRUE | FALSE | FALSE
JO | Joinery | CU | Cupboards |  | 218 | JOCU-218 | CUPBOARD: under bench, single door, glazed, 4 drawers, equal, wire baskets |  |  | 1 | ARCH-JNY | TRUE | FALSE | FALSE
JO | Joinery | CU | Cupboards |  | 221 | JOCU-221 | CUPBOARD: under bench, double door | FIJO-135; FIJO-136 | CUPBOARD: underbench, double door, adj shelves; CUPBOARD: underbench, double door, adj shelves, lockable | 1 | ARCH-JNY | TRUE | FALSE | TRUE
JO | Joinery | CU | Cupboards |  | 222 | JOCU-222 | CUPBOARD: under bench, double door, stock flow shelves |  |  | 1 | ARCH-JNY | TRUE | FALSE | FALSE
JO | Joinery | CU | Cupboards |  | 223 | JOCU-223 | CUPBOARD: under bench, double door, glazed |  |  | 1 | ARCH-JNY | TRUE | FALSE | FALSE
JO | Joinery | CU | Cupboards |  | 224 | JOCU-224 | CUPBOARD: under bench, double door, glazed, stock flow shelves |  |  | 1 | ARCH-JNY | TRUE | FALSE | FALSE
JO | Joinery | CU | Cupboards |  | 225 | JOCU-225 | CUPBOARD: under bench, double door, for audio-visual equipment |  |  | 1 | ARCH-JNY | TRUE | FALSE | TRUE
JO | Joinery | CU | Cupboards |  | 226 | JOCU-226 | CUPBOARD: under bench, double door, no plinth |  |  | 1 | ARCH-JNY | TRUE | FALSE | FALSE
JO | Joinery | CU | Cupboards |  | 301 | JOCU-301 | CUPBOARD: low height, single door |  |  | 1 | ARCH-JNY | TRUE | FALSE | FALSE
JO | Joinery | CU | Cupboards |  | 302 | JOCU-302 | CUPBOARD: low height, single door, stock flow shelves |  |  | 1 | ARCH-JNY | TRUE | FALSE | FALSE
JO | Joinery | CU | Cupboards |  | 303 | JOCU-303 | CUPBOARD: low height, single door, glazed |  |  | 1 | ARCH-JNY | TRUE | FALSE | FALSE
JO | Joinery | CU | Cupboards |  | 304 | JOCU-304 | CUPBOARD: low height, single door, glazed, stock flow shelves |  |  | 1 | ARCH-JNY | TRUE | FALSE | FALSE
JO | Joinery | CU | Cupboards |  | 305 | JOCU-305 | CUPBOARD: low height, single door, for audio-visual equipment |  |  | 1 | ARCH-JNY | TRUE | FALSE | FALSE
JO | Joinery | CU | Cupboards |  | 306 | JOCU-306 | CUPBOARD: low height, single door, no plinth |  |  | 1 | ARCH-JNY | TRUE | FALSE | FALSE
JO | Joinery | CU | Cupboards |  | 321 | JOCU-321 | CUPBOARD: low height, double door |  |  | 1 | ARCH-JNY | TRUE | FALSE | FALSE
JO | Joinery | CU | Cupboards |  | 322 | JOCU-322 | CUPBOARD: low height, double door, stock flow shelves |  |  | 1 | ARCH-JNY | TRUE | FALSE | FALSE
JO | Joinery | CU | Cupboards |  | 323 | JOCU-323 | CUPBOARD: low height, double door, glazed |  |  | 1 | ARCH-JNY | TRUE | FALSE | FALSE
JO | Joinery | CU | Cupboards |  | 324 | JOCU-324 | CUPBOARD: low height, double door, glazed, stock flow shelves |  |  | 1 | ARCH-JNY | TRUE | FALSE | FALSE
JO | Joinery | CU | Cupboards |  | 325 | JOCU-325 | CUPBOARD: low height, double door, for audio-visual equipment |  |  | 1 | ARCH-JNY | TRUE | FALSE | FALSE
JO | Joinery | CU | Cupboards |  | 326 | JOCU-326 | CUPBOARD: low height, double door, no plinth |  |  | 1 | ARCH-JNY | TRUE | FALSE | FALSE
JO | Joinery | CU | Cupboards |  | 401 | JOCU-401 | WARDROBE: built-in, open, fixed shelves |  |  | 1 | ARCH-JNY | TRUE | FALSE | FALSE
JO | Joinery | CU | Cupboards |  | 402 | JOCU-402 | WARDROBE: built-in, open, clothing rail |  |  | 1 | ARCH-JNY | TRUE | FALSE | FALSE
JO | Joinery | CU | Cupboards |  | 403 | JOCU-403 | WARDROBE: built-in, open, fixed shelves, clothing rail |  |  | 1 | ARCH-JNY | TRUE | FALSE | FALSE
JO | Joinery | CU | Cupboards |  | 406 | JOCU-406 | WARDROBE: built-in, open, fixed shelves, tamper proof, anti-ligature | FIJO-134; FIJO-215 | CUPBOARD: tall, shelf unit, fixed shelves, anti-ligature, 600D; CUPBOARD: tall, shelf unit, fixed shelves, anti-ligature, 500D | 1 | ARCH-JNY | TRUE | FALSE | TRUE
JO | Joinery | CU | Cupboards |  | 411 | JOCU-411 | WARDROBE: built-in, single door, fixed shelves |  |  | 1 | ARCH-JNY | TRUE | FALSE | FALSE
JO | Joinery | CU | Cupboards |  | 412 | JOCU-412 | WARDROBE: built-in, single door, clothing rail |  |  | 1 | ARCH-JNY | TRUE | FALSE | FALSE
JO | Joinery | CU | Cupboards |  | 413 | JOCU-413 | WARDROBE: built-in, single door, fixed shelves, clothing rail | FIJO-130; FIJO-209 | CUPBOARD: tall, single door, adj shelves and clothes rail; CUPBOARD: tall, single door, adj shelves and clothes rail, recessed | 1 | ARCH-JNY | TRUE | FALSE | TRUE
JO | Joinery | CU | Cupboards |  | 421 | JOCU-421 | WARDROBE: built-in, double door, fixed shelves |  |  | 1 | ARCH-JNY | TRUE | FALSE | FALSE
JO | Joinery | CU | Cupboards |  | 422 | JOCU-422 | WARDROBE: built-in, double door, clothing rail |  |  | 1 | ARCH-JNY | TRUE | FALSE | FALSE
JO | Joinery | CU | Cupboards |  | 423 | JOCU-423 | WARDROBE: built-in, double door, fixed shelves, clothing rail | FIJO-161 | CUPBOARD: tall, double door, adj shelves and clothes rail | 1 | ARCH-JNY | TRUE | FALSE | FALSE
JO | Joinery | DW | Drawers and Drawer Units |  | 001 | JODW-001 | DRAWER: under bench, single | FIJO-205 | CUPBOARD: drawer unit, single drawer, lockable | 1 | ARCH-JNY | TRUE | FALSE | FALSE
JO | Joinery | DW | Drawers and Drawer Units |  | 002 | JODW-002 | DRAWER: under bench, 2 equal drawers |  |  | 1 | ARCH-JNY | TRUE | FALSE | FALSE
JO | Joinery | DW | Drawers and Drawer Units |  | 011 | JODW-011 | DRAWER UNIT: under bench, single drawer |  |  | 1 | ARCH-JNY | TRUE | FALSE | FALSE
JO | Joinery | DW | Drawers and Drawer Units |  | 012 | JODW-012 | DRAWER UNIT: under bench, single drawer, slide out 1 bin | FIJO-226 | CUPBOARD: drawer unit, bin enclosure | 1 | ARCH-JNY | TRUE | FALSE | FALSE
JO | Joinery | DW | Drawers and Drawer Units |  | 013 | JODW-013 | DRAWER UNIT: under bench, single drawer, slide out 2 bins |  |  | 1 | ARCH-JNY | TRUE | FALSE | FALSE
JO | Joinery | DW | Drawers and Drawer Units |  | 021 | JODW-021 | DRAWER UNIT: under bench, 2 drawers, equal | FIJO-114 | CUPBOARD: drawer unit, lockable | 1 | ARCH-JNY | TRUE | FALSE | FALSE
JO | Joinery | DW | Drawers and Drawer Units |  | 022 | JODW-022 | DRAWER UNIT: under bench, 2 drawers, equal, wire baskets |  |  | 1 | ARCH-JNY | TRUE | FALSE | FALSE
JO | Joinery | DW | Drawers and Drawer Units |  | 031 | JODW-031 | DRAWER UNIT: under bench, 3 drawers, equal | FIJO-104 | CUPBOARD: drawer unit, 3 equal | 1 | ARCH-JNY | TRUE | FALSE | TRUE
JO | Joinery | DW | Drawers and Drawer Units |  | 032 | JODW-032 | DRAWER UNIT: under bench, 3 drawers, equal, wire baskets | FIJO-108; FIJO-109 | CUPBOARD: drawer unit, baskets, 3 x Wire (400mm wide); CUPBOARD: drawer unit, baskets, 3 x Wire (600mm wide) | 1 | ARCH-JNY | TRUE | FALSE | TRUE
JO | Joinery | DW | Drawers and Drawer Units |  | 036 | JODW-036 | DRAWER UNIT: under bench, 3 drawers, 2 equal and 1 large | FIJO-103 | CUPBOARD: drawer unit, 2 equal, 1 file | 1 | ARCH-JNY | TRUE | FALSE | FALSE
JO | Joinery | DW | Drawers and Drawer Units |  | 037 | JODW-037 | DRAWER UNIT: under bench, 3 drawers, 2 equal and 1 large, wire baskets |  |  | 1 | ARCH-JNY | TRUE | FALSE | FALSE
JO | Joinery | DW | Drawers and Drawer Units |  | 041 | JODW-041 | DRAWER UNIT: under bench, 4 drawers, equal | FIJO-106 | CUPBOARD: drawer unit, 4 equal | 1 | ARCH-JNY | TRUE | FALSE | TRUE
JO | Joinery | DW | Drawers and Drawer Units |  | 042 | JODW-042 | DRAWER UNIT: under bench, 4 drawers, equal, wire baskets |  |  | 1 | ARCH-JNY | TRUE | FALSE | FALSE
JO | Joinery | DW | Drawers and Drawer Units |  | 046 | JODW-046 | DRAWER UNIT: under bench, 4 drawers, 3 equal and 1 large | FIJO-105 | CUPBOARD: drawer unit, 3 equal, 1 file | 1 | ARCH-JNY | TRUE | FALSE | FALSE
JO | Joinery | DW | Drawers and Drawer Units |  | 047 | JODW-047 | DRAWER UNIT: under bench, 4 drawers, 3 equal and 1 large, wire baskets |  |  | 1 | ARCH-JNY | TRUE | FALSE | FALSE
JO | Joinery | GE | General |  | 001 | JOGE-001 | BULKHEAD: joinery | FIJO-212 | BULKHEAD: joinery | 1 | ARCH-JNY | TRUE | FALSE | TRUE
JO | Joinery | GE | General |  | 011 | JOGE-011 | PANEL: fixed, infill | FIJO-224 | PANEL: joinery fixed panel | 1 | ARCH-JNY | TRUE | FALSE | FALSE
JO | Joinery | GE | General |  | 101 | JOGE-101 | JOINERY UNIT: vanity, inset basin, single | FIJO-181 | JOINERY UNIT: vanity, single basin | 1 | ARCH-JNY | TRUE | FALSE | FALSE
JO | Joinery | GE | General |  | 102 | JOGE-102 | JOINERY UNIT: vanity, inset basin, double |  |  | 1 | ARCH-JNY | TRUE | FALSE | FALSE
JO | Joinery | GE | General |  | 103 | JOGE-103 | JOINERY UNIT: vanity, inset basin, triple |  |  | 1 | ARCH-JNY | TRUE | FALSE | FALSE
JO | Joinery | GE | General |  | 111 | JOGE-111 | JOINERY UNIT: vanity, top mounted basin, single |  |  | 1 | ARCH-JNY | TRUE | FALSE | FALSE
JO | Joinery | GE | General |  | 112 | JOGE-112 | JOINERY UNIT: vanity, top mounted basin, double |  |  | 1 | ARCH-JNY | TRUE | FALSE | FALSE
JO | Joinery | GE | General |  | 113 | JOGE-113 | JOINERY UNIT: vanity, top mounted basin, triple |  |  | 1 | ARCH-JNY | TRUE | FALSE | FALSE
JO | Joinery | GE | General |  | 121 | JOGE-121 | JOINERY UNIT: vanity, under mounted basin, single |  |  | 1 | ARCH-JNY | TRUE | FALSE | FALSE
JO | Joinery | GE | General |  | 122 | JOGE-122 | JOINERY UNIT: vanity, under mounted basin, double |  |  | 1 | ARCH-JNY | TRUE | FALSE | FALSE
JO | Joinery | GE | General |  | 123 | JOGE-123 | JOINERY UNIT: vanity, under mounted basin, triple |  |  | 1 | ARCH-JNY | TRUE | FALSE | FALSE
JO | Joinery | GE | General |  | 131 | JOGE-131 | JOINERY UNIT: vanity, semi-recessed basin, single |  |  | 1 | ARCH-JNY | TRUE | FALSE | FALSE
JO | Joinery | GE | General |  | 132 | JOGE-132 | JOINERY UNIT: vanity, semi-recessed basin, double |  |  | 1 | ARCH-JNY | TRUE | FALSE | FALSE
JO | Joinery | GE | General |  | 133 | JOGE-133 | JOINERY UNIT: vanity, semi-recessed basin, triple |  |  | 1 | ARCH-JNY | TRUE | FALSE | FALSE
JO | Joinery | GE | General |  | 211 | JOGE-211 | BIN ENCLOSURE: indoor, single, general waste |  |  | 1 | ARCH-FFE | TRUE | FALSE | FALSE
JO | Joinery | GE | General |  | 212 | JOGE-212 | BIN ENCLOSURE: indoor, single, commingled recycling |  |  | 1 | ARCH-FFE | TRUE | FALSE | FALSE
JO | Joinery | GE | General |  | 213 | JOGE-213 | BIN ENCLOSURE: indoor, single, food waste/organics |  |  | 1 | ARCH-FFE | TRUE | FALSE | FALSE
JO | Joinery | GE | General |  | 221 | JOGE-221 | BIN ENCLOSURE: indoor, double, general waste and commingled recycling |  |  | 1 | ARCH-FFE | TRUE | FALSE | FALSE
JO | Joinery | GE | General |  | 222 | JOGE-222 | BIN ENCLOSURE: indoor, double, general waste and paper/cardboard recycling |  |  | 1 | ARCH-FFE | TRUE | FALSE | FALSE
JO | Joinery | GE | General |  | 223 | JOGE-223 | BIN ENCLOSURE: indoor, double, commingled recycling and paper/cardboard recycling |  |  | 1 | ARCH-FFE | TRUE | FALSE | FALSE
JO | Joinery | GE | General |  | 231 | JOGE-231 | BIN ENCLOSURE: indoor, triple, double, general waste, commingled recycling and paper/cardboard recycling |  |  | 1 | ARCH-FFE | TRUE | FALSE | FALSE
JO | Joinery | GE | General |  | 232 | JOGE-232 | BIN ENCLOSURE: indoor, triple, double, general waste, commingled recycling and food waste/organics |  |  | 1 | ARCH-FFE | TRUE | FALSE | FALSE
JO | Joinery | LK | Lockers |  | 011 | JOLK-011 | LOCKER: built-in, 1 door |  |  | 1 | ARCH-JNY | TRUE | FALSE | FALSE
JO | Joinery | LK | Lockers |  | 012 | JOLK-012 | LOCKER: built-in, 1 door, on plinth |  |  | 1 | ARCH-JNY | TRUE | FALSE | FALSE
JO | Joinery | LK | Lockers |  | 013 | JOLK-013 | LOCKER: built-in, 1 door, with shoe storage |  |  | 1 | ARCH-JNY | TRUE | FALSE | FALSE
JO | Joinery | LK | Lockers |  | 014 | JOLK-014 | LOCKER: built-in, 1 door, with bench seat |  |  | 1 | ARCH-JNY | TRUE | FALSE | FALSE
JO | Joinery | LK | Lockers |  | 015 | JOLK-015 | LOCKER: built-in, 1 door, with bench seat and shoe storage |  |  | 1 | ARCH-JNY | TRUE | FALSE | FALSE
JO | Joinery | LK | Lockers |  | 021 | JOLK-021 | LOCKER: built-in, 2 door |  |  | 1 | ARCH-JNY | TRUE | FALSE | FALSE
JO | Joinery | LK | Lockers |  | 022 | JOLK-022 | LOCKER: built-in, 2 door, on plinth |  |  | 1 | ARCH-JNY | TRUE | FALSE | FALSE
JO | Joinery | LK | Lockers |  | 023 | JOLK-023 | LOCKER: built-in, 2 door, with shoe storage |  |  | 1 | ARCH-JNY | TRUE | FALSE | FALSE
JO | Joinery | LK | Lockers |  | 024 | JOLK-024 | LOCKER: built-in, 2 door, with bench seat |  |  | 1 | ARCH-JNY | TRUE | FALSE | FALSE
JO | Joinery | LK | Lockers |  | 025 | JOLK-025 | LOCKER: built-in, 2 door, with bench seat and shoe storage |  |  | 1 | ARCH-JNY | TRUE | FALSE | FALSE
JO | Joinery | LK | Lockers |  | 031 | JOLK-031 | LOCKER: built-in, 3 door |  |  | 1 | ARCH-JNY | TRUE | FALSE | FALSE
JO | Joinery | LK | Lockers |  | 032 | JOLK-032 | LOCKER: built-in, 3 door, on plinth |  |  | 1 | ARCH-JNY | TRUE | FALSE | FALSE
JO | Joinery | LK | Lockers |  | 033 | JOLK-033 | LOCKER: built-in, 3 door, with shoe storage |  |  | 1 | ARCH-JNY | TRUE | FALSE | FALSE
JO | Joinery | LK | Lockers |  | 034 | JOLK-034 | LOCKER: built-in, 3 door, with bench seat |  |  | 1 | ARCH-JNY | TRUE | FALSE | FALSE
JO | Joinery | LK | Lockers |  | 035 | JOLK-035 | LOCKER: built-in, 3 door, with bench seat and shoe storage |  |  | 1 | ARCH-JNY | TRUE | FALSE | FALSE
JO | Joinery | LK | Lockers |  | 041 | JOLK-041 | LOCKER: built-in, 4 door |  |  | 1 | ARCH-JNY | TRUE | FALSE | FALSE
JO | Joinery | LK | Lockers |  | 042 | JOLK-042 | LOCKER: built-in, 4 door, on plinth |  |  | 1 | ARCH-JNY | TRUE | FALSE | FALSE
JO | Joinery | LK | Lockers |  | 043 | JOLK-043 | LOCKER: built-in, 4 door, with shoe storage |  |  | 1 | ARCH-JNY | TRUE | FALSE | FALSE
JO | Joinery | LK | Lockers |  | 044 | JOLK-044 | LOCKER: built-in, 4 door, with bench seat |  |  | 1 | ARCH-JNY | TRUE | FALSE | FALSE
JO | Joinery | LK | Lockers |  | 045 | JOLK-045 | LOCKER: built-in, 4 door, with bench seat and shoe storage |  |  | 1 | ARCH-JNY | TRUE | FALSE | FALSE
JO | Joinery | LK | Lockers |  | 051 | JOLK-051 | LOCKER: built-in, 5 door |  |  | 1 | ARCH-JNY | TRUE | FALSE | FALSE
JO | Joinery | LK | Lockers |  | 061 | JOLK-061 | LOCKER: built-in, 6 door |  |  | 1 | ARCH-JNY | TRUE | FALSE | FALSE
JO | Joinery | RS | Receptions and Staff Stations |  | 001 | JORS-001 | JOINERY UNIT: reception desk | FIJO-182; FIJO-182.2; FIJO-182.3; FIJO-182.4; FIJO-185; FIJO-186; FIJO-229; FIJO-230; FIJO-177 | JOINERY UNIT: reception desk; JOINERY UNIT: reception desk; JOINERY UNIT: reception desk; JOINERY UNIT: reception desk; JOINERY UNIT: counter top and screen under, emergency reception; JOINERY UNIT: counter top and screen under, accessible, emergency reception; JOINERY UNIT: reception counter, pharmacy; JOINERY UNIT: reception counter, pharmacy, accessible; JOINERY UNIT: reception desk, high performance surfaces | 1 | ARCH-JNY | TRUE | FALSE | TRUE
JO | Joinery | RS | Receptions and Staff Stations |  | 021 | JORS-021 | JOINERY UNIT: staff station | FIJO-178; FIJO-179 | JOINERY UNIT: staff station; JOINERY UNIT: staff station, laminate | 1 | ARCH-JNY | TRUE | FALSE | TRUE
JO | Joinery | RS | Receptions and Staff Stations |  | 051 | JORS-051 | SECURITY GLAZING: to reception |  |  | 1 | ARCH-JNY | TRUE | FALSE | FALSE
JO | Joinery | RS | Receptions and Staff Stations |  | 052 | JORS-052 | SECURITY GLAZING: to reception, with communication slot |  |  | 1 | ARCH-JNY | TRUE | FALSE | FALSE
JO | Joinery | RS | Receptions and Staff Stations |  | 071 | JORS-071 | SECURITY GLAZING: to staff station |  |  | 1 | ARCH-JNY | TRUE | FALSE | TRUE
JO | Joinery | RS | Receptions and Staff Stations |  | 072 | JORS-072 | SECURITY GLAZING: to staff station, with communication slot |  |  | 1 | ARCH-JNY | TRUE | FALSE | FALSE
JO | Joinery | RS | Receptions and Staff Stations |  | 053 | JORS-053 | SECURITY GLAZING: to reception, with communication slot and pass through aperture |  |  | 1 | ARCH-JNY | TRUE | FALSE | TRUE
JO | Joinery | RS | Receptions and Staff Stations |  | 073 | JORS-073 | SECURITY GLAZING: to staff station, with communication slot and pass through aperture |  |  | 1 | ARCH-JNY | TRUE | FALSE | FALSE
JO | Joinery | SH | Shelves and Shelving Units |  | 001 | JOSH-001 | SHELF UNIT: tall, adjustable shelves | FIJO-126 | CUPBOARD: tall, shelf unit, adj shelves | 1 | ARCH-JNY | TRUE | FALSE | TRUE
JO | Joinery | SH | Shelves and Shelving Units |  | 002 | JOSH-002 | SHELF UNIT: tall, fixed shelves |  |  | 1 | ARCH-JNY | TRUE | FALSE | FALSE
JO | Joinery | SH | Shelves and Shelving Units |  | 003 | JOSH-003 | SHELF UNIT: tall, fixed shelves, tamper proof, anti-ligature |  |  | 1 | ARCH-JNY | TRUE | FALSE | FALSE
JO | Joinery | SH | Shelves and Shelving Units |  | 004 | JOSH-004 | SHELF UNIT: tall, stock flow shelves | FIJO-128 | CUPBOARD: tall, shelf unit, pharmacy shelves | 1 | ARCH-JNY | TRUE | FALSE | FALSE
JO | Joinery | SH | Shelves and Shelving Units |  | 005 | JOSH-005 | SHELF UNIT: tall, pigeonholes |  |  | 1 | ARCH-JNY | TRUE | FALSE | FALSE
JO | Joinery | SH | Shelves and Shelving Units |  | 101 | JOSH-101 | SHELF UNIT: wall mounted, adjustable shelves | FIJO-152 | CUPBOARD: wall mount, shelf unit, adj shelves | 1 | ARCH-JNY | TRUE | FALSE | TRUE
JO | Joinery | SH | Shelves and Shelving Units |  | 102 | JOSH-102 | SHELF UNIT: wall mounted, fixed shelves | FIJO-154 | CUPBOARD: wall mount, shelf unit, fixed shelves | 1 | ARCH-JNY | TRUE | FALSE | FALSE
JO | Joinery | SH | Shelves and Shelving Units |  | 103 | JOSH-103 | SHELF UNIT: wall mounted, fixed shelves, tamper proof, anti-ligature |  |  | 1 | ARCH-JNY | TRUE | FALSE | FALSE
JO | Joinery | SH | Shelves and Shelving Units |  | 104 | JOSH-104 | SHELF UNIT: wall mounted, stock flow shelves |  |  | 1 | ARCH-JNY | TRUE | FALSE | FALSE
JO | Joinery | SH | Shelves and Shelving Units |  | 105 | JOSH-105 | SHELF UNIT: wall mounted, pigeonholes |  |  | 1 | ARCH-JNY | TRUE | FALSE | TRUE
JO | Joinery | SH | Shelves and Shelving Units |  | 201 | JOSH-201 | SHELF UNIT: under bench, adjustable shelves | FIJO-137 | CUPBOARD: underbench, no door, adj shelves | 1 | ARCH-JNY | TRUE | FALSE | FALSE
JO | Joinery | SH | Shelves and Shelving Units |  | 202 | JOSH-202 | SHELF UNIT: under bench, fixed shelves | FIJO-138 | CUPBOARD: underbench, no door, fixed shelves | 1 | ARCH-JNY | TRUE | FALSE | FALSE
JO | Joinery | SH | Shelves and Shelving Units |  | 203 | JOSH-203 | SHELF UNIT: under bench, fixed shelves, tamper proof, anti-ligature |  |  | 1 | ARCH-JNY | TRUE | FALSE | FALSE
JO | Joinery | SH | Shelves and Shelving Units |  | 204 | JOSH-204 | SHELF UNIT: under bench, stock flow shelves | FIJO-139 | CUPBOARD: underbench, shelf unit, pharmacy shelves | 1 | ARCH-JNY | TRUE | FALSE | FALSE
JO | Joinery | SH | Shelves and Shelving Units |  | 205 | JOSH-205 | SHELF UNIT: under bench, pigeonholes | FIJO-216 | CUPBOARD: pigeon holes, under bench | 1 | ARCH-JNY | TRUE | FALSE | FALSE
JO | Joinery | SH | Shelves and Shelving Units |  | 301 | JOSH-301 | SHELF UNIT: low height, adjustable shelves |  |  | 1 | ARCH-JNY | TRUE | FALSE | FALSE
JO | Joinery | SH | Shelves and Shelving Units |  | 302 | JOSH-302 | SHELF UNIT: low height, fixed shelves |  |  | 1 | ARCH-JNY | TRUE | FALSE | FALSE
JO | Joinery | SH | Shelves and Shelving Units |  | 303 | JOSH-303 | SHELF UNIT: low height, fixed shelves, tamper proof, anti-ligature |  |  | 1 | ARCH-JNY | TRUE | FALSE | FALSE
JO | Joinery | SH | Shelves and Shelving Units |  | 304 | JOSH-304 | SHELF UNIT: low height, stock flow shelves |  |  | 1 | ARCH-JNY | TRUE | FALSE | FALSE
JO | Joinery | SH | Shelves and Shelving Units |  | 305 | JOSH-305 | SHELF UNIT: low height, pigeonholes |  |  | 1 | ARCH-JNY | TRUE | FALSE | FALSE
JO | Joinery | SH | Shelves and Shelving Units |  | 401 | JOSH-401 | SHELF: wall mounted, laminate | FIJO-194 | SHELF: laminate | 1 | ARCH-JNY | TRUE | FALSE | TRUE
JO | Joinery | SH | Shelves and Shelving Units |  | 402 | JOSH-402 | SHELF: wall mounted, stainless steel | FIJO-196 | SHELF: stainless steel, overbench, wall mount | 1 | ARCH-JNY | TRUE | FALSE | TRUE
JO | Joinery | SH | Shelves and Shelving Units |  | 403 | JOSH-403 | SHELF: wall mounted, wire |  |  | 1 | ARCH-JNY | TRUE | FALSE | TRUE
JO | Joinery | SP | Special Joinery |  | 001 | JOSP-001 | JOINERY UNIT: bespoke, birthing, tall, infant resuscitaire storage | FIJO-233 | CUPBOARD: tall, infant resuscitaire | 1 | ARCH-JNY | TRUE | FALSE | FALSE
JO | Joinery | SP | Special Joinery |  | 031 | JOSP-031 | JOINERY UNIT: bespoke, radiotherapy, tall, applicator storage | FIJO-165 | CUPBOARD: tall, applicator storage, radiotherapy | 1 | ARCH-JNY | TRUE | FALSE | FALSE
JO | Joinery | SP | Special Joinery |  | 032 | JOSP-032 | JOINERY UNIT: bespoke, radiotherapy, tall, horizontal patient device storage | FIJO-166 | CUPBOARD: tall, shelving, horizontal patient device storage, radiotherapy | 1 | ARCH-JNY | TRUE | FALSE | FALSE
JO | Joinery | SP | Special Joinery |  | 033 | JOSP-033 | JOINERY UNIT: bespoke, radiotherapy, tall, vertical patient device storage | FIJO-167 | CUPBOARD: tall, shelving, vertical patient device storage, radiotherapy | 1 | ARCH-JNY | TRUE | FALSE | FALSE
JO | Joinery | SP | Special Joinery |  | 041 | JOSP-041 | JOINERY UNIT: bespoke, radiotherapy, wall mounted, laser enclosure | FIJO-231 | CUPBOARD: radiotherapy, laser enclosure | 1 | ARCH-JNY | TRUE | FALSE | FALSE
JO | Joinery | SP | Special Joinery |  | 081 | JOSP-081 | JOINERY UNIT: bespoke, pharmacy, under bench, pass through drawer | FQSN-028 | CABINET: pass through | 1 | ARCH-JNY | TRUE | FALSE | FALSE
JO | Joinery | SP | Special Joinery |  | 091 | JOSP-091 | JOINERY UNIT: bespoke, endoscopy, tall, endoscope hanging | FIJO-125 | CUPBOARD: tall, endoscope hanging, with vents | 1 | ARCH-JNY | TRUE | FALSE | FALSE
JO | Joinery | SP | Special Joinery |  | 121 | JOSP-121 | JOINERY UNIT: bespoke, endoscopy, tall, catheter hanging | FIJO-220 | CUPBOARD: tall, double door, glazed, catheter hanging | 1 | ARCH-JNY | TRUE | FALSE | TRUE
JO | Joinery | SP | Special Joinery |  | 151 | JOSP-151 | JOINERY UNIT: bespoke, gymnasium, tall, equipment storage, open shelves | FIJO-225 | CUPBOARD: tall, pigeon hole shelf unit, gymnasium | 1 | ARCH-JNY | TRUE | FALSE | FALSE
JO | Joinery | SP | Special Joinery |  | 152 | JOSP-152 | JOINERY UNIT: bespoke, gymnasium, tall, equipment storage, enclosed | FIJO-227 | CUPBOARD: tall, double door, gym equipment storage | 1 | ARCH-JNY | TRUE | FALSE | FALSE
LI | Lighting | FX | Light Fixtures |  | 051 | LIFX-051 | LIGHT: troffer, ceiling recessed |  |  | 1 | ENGG-EL | TRUE | FALSE | FALSE
LI | Lighting | FX | Light Fixtures |  | 052 | LIFX-052 | LIGHT: troffer, ceiling mounted |  |  | 1 | ENGG-EL | TRUE | FALSE | FALSE
LI | Lighting | FX | Light Fixtures |  | 061 | LIFX-061 | LIGHT: downlight, ceiling recessed | LIFX-031 | LIGHT: downlight, recessed | 1 | ENGG-EL | TRUE | FALSE | FALSE
LI | Lighting | FX | Light Fixtures |  | 071 | LIFX-071 | LIGHT: linear, ceiling recessed |  |  | 1 | ENGG-EL | TRUE | FALSE | FALSE
LI | Lighting | FX | Light Fixtures |  | 072 | LIFX-072 | LIGHT: linear, ceiling mounted |  |  | 1 | ENGG-EL | TRUE | FALSE | FALSE
LI | Lighting | FX | Light Fixtures |  | 073 | LIFX-073 | LIGHT: linear, ceiling suspended |  |  | 1 | ENGG-EL | TRUE | FALSE | FALSE
LI | Lighting | FX | Light Fixtures |  | 082 | LIFX-082 | LIGHT: batten, ceiling mounted |  |  | 1 | ENGG-EL | TRUE | FALSE | FALSE
LI | Lighting | FX | Light Fixtures |  | 084 | LIFX-084 | LIGHT: batten, wall mounted |  |  | 1 | ENGG-EL | TRUE | FALSE | FALSE
LI | Lighting | FX | Light Fixtures |  | 083 | LIFX-083 | LIGHT: batten, ceiling suspended |  |  | 1 | ENGG-EL | TRUE | FALSE | FALSE
LI | Lighting | FX | Light Fixtures |  | 093 | LIFX-093 | LIGHT: pendant, ceiling suspended |  |  | 1 | ENGG-EL | TRUE | FALSE | FALSE
LI | Lighting | FX | Light Fixtures |  | 101 | LIFX-101 | LIGHT: task, ceiling recessed | LIFX-037 | LIGHT: LED strip, ceiling mounted | 1 | ENGG-EL | TRUE | FALSE | FALSE
LI | Lighting | FX | Light Fixtures |  | 102 | LIFX-102 | LIGHT: task, ceiling mounted |  |  | 1 | ENGG-EL | TRUE | FALSE | FALSE
LI | Lighting | FX | Light Fixtures |  | 103 | LIFX-103 | LIGHT: task, articulated, ceiling mounted |  |  | 1 | ENGG-EL | TRUE | FALSE | FALSE
LI | Lighting | FX | Light Fixtures |  | 104 | LIFX-104 | LIGHT: task, articulated, wall mounted |  |  | 1 | ENGG-EL | TRUE | FALSE | FALSE
LI | Lighting | FX | Light Fixtures |  | 108 | LIFX-108 | LIGHT: task, integral to joinery | LIFX-008 | LIGHT: task light, built in | 1 | ENGG-EL | TRUE | FALSE | TRUE
LI | Lighting | FX | Light Fixtures |  | 111 | LIFX-111 | LIGHT: examination, ceiling recessed | LIFX-032 | LIGHT: downlight, examination, ceiling mounted | 1 | ENGG-EL | TRUE | FALSE | TRUE
LI | Lighting | FX | Light Fixtures |  | 112 | LIFX-112 | LIGHT: examination, ceiling mounted |  |  | 1 | ENGG-EL | TRUE | FALSE | TRUE
LI | Lighting | FX | Light Fixtures |  | 113 | LIFX-113 | LIGHT: examination, articulated, ceiling mounted | LIFX-027 | LIGHT: examination, ceiling mounted | 1 | ARCH-FFE | TRUE | FALSE | TRUE
LI | Lighting | FX | Light Fixtures |  | 114 | LIFX-114 | LIGHT: examination, articulated, wall mounted | LIFX-026 | LIGHT: examination, wall mounted | 1 | ARCH-FFE | TRUE | FALSE | TRUE
LI | Lighting | FX | Light Fixtures |  | 122 | LIFX-122 | LIGHT: procedure, minor, articulated, ceiling mounted | LIFX-013 | LIGHT: procedure, ceiling mounted, small | 1 | ARCH-FFE | TRUE | FALSE | TRUE
LI | Lighting | FX | Light Fixtures |  | 123 | LIFX-123 | LIGHT: procedure, minor, articulated, wall mounted |  |  | 1 | ARCH-FFE | TRUE | FALSE | FALSE
LI | Lighting | FX | Light Fixtures |  | 124 | LIFX-124 | LIGHT: procedure, minor, articulated, pendant mounted |  |  | 1 | ARCH-FFE | TRUE | FALSE | FALSE
LI | Lighting | FX | Light Fixtures |  | 131 | LIFX-131 | LIGHT: procedure, articulated, ceiling mounted | LIFX-014 | LIGHT: procedure, ceiling mounted | 1 | ARCH-FFE | TRUE | FALSE | TRUE
LI | Lighting | FX | Light Fixtures |  | 132 | LIFX-132 | LIGHT: procedure, articulated, wall mounted |  |  | 1 | ARCH-FFE | TRUE | FALSE | FALSE
LI | Lighting | FX | Light Fixtures |  | 133 | LIFX-133 | LIGHT: procedure, articulated, pendant mounted |  |  | 1 | ARCH-FFE | TRUE | FALSE | FALSE
LI | Lighting | FX | Light Fixtures |  | 151 | LIFX-151 | LIGHT: night, wall mounted | LIFX-017 | LIGHT: night light | 1 | ENGG-EL | TRUE | FALSE | TRUE
LI | Lighting | FX | Light Fixtures |  | 152 | LIFX-152 | LIGHT: night, joinery mounted |  |  | 1 | ENGG-EL | TRUE | FALSE | FALSE
LI | Lighting | FX | Light Fixtures |  | 156 | LIFX-156 | LIGHT: night, wall recessed, tamper proof, anti-ligature | LIFX-001 | LIGHT: night light, tamper proof, anti ligature | 1 | ENGG-EL | TRUE | FALSE | TRUE
LI | Lighting | FX | Light Fixtures |  | 157 | LIFX-157 | LIGHT: night, joinery recessed, tamper proof, anti-ligature |  |  | 1 | ENGG-EL | TRUE | FALSE | FALSE
LI | Lighting | FX | Light Fixtures |  | 158 | LIFX-158 | LIGHT: night, ceiling recessed, tamper proof, anti-ligature |  |  | 1 | ENGG-EL | TRUE | FALSE | FALSE
LI | Lighting | FX | Light Fixtures |  | 161 | LIFX-161 | LIGHT: reading, wall mounted | LIFX-011 | LIGHT: reading light | 1 | ENGG-EL | TRUE | FALSE | TRUE
LI | Lighting | FX | Light Fixtures |  | 162 | LIFX-162 | LIGHT: reading, joinery mounted |  |  | 1 | ENGG-EL | TRUE | FALSE | FALSE
LI | Lighting | FX | Light Fixtures |  | 163 | LIFX-163 | LIGHT: reading, ceiling mounted |  |  | 1 | ENGG-EL | TRUE | FALSE | FALSE
LI | Lighting | FX | Light Fixtures |  | 166 | LIFX-166 | LIGHT: reading, wall recessed, tamper proof, anti-ligature | LIFX-010 | LIGHT: reading light, tamper proof | 1 | ENGG-EL | TRUE | FALSE | FALSE
LI | Lighting | FX | Light Fixtures |  | 167 | LIFX-167 | LIGHT: reading, joinery recessed, tamper proof, anti-ligature |  |  | 1 | ENGG-EL | TRUE | FALSE | FALSE
LI | Lighting | FX | Light Fixtures |  | 168 | LIFX-168 | LIGHT: reading, ceiling recessed, tamper proof, anti-ligature | LIFX-034 | LIGHT: reading light, tamper proof, anti ligature, ceiling recessed | 1 | ENGG-EL | TRUE | FALSE | TRUE
LI | Lighting | FX | Light Fixtures |  | 191 | LIFX-191 | LIGHT: feature, backlit panels, wall mounted |  |  | 1 | ENGG-EL | TRUE | FALSE | FALSE
LI | Lighting | FX | Light Fixtures |  | 192 | LIFX-192 | LIGHT: feature, backlit panels, ceiling mounted | LIFX-038 | LIGHT: backlit feature panels | 1 | ENGG-EL | TRUE | FALSE | FALSE
LI | Lighting | FX | Light Fixtures |  | 201 | LIFX-201 | LIGHT: hazardous location, ceiling mounted | LIFX-020 | LIGHT: hazardous location light | 1 | ENGG-EL | TRUE | FALSE | FALSE
LI | Lighting | FX | Light Fixtures |  | 202 | LIFX-202 | LIGHT: hazardous location, wall mounted |  |  | 1 | ENGG-EL | TRUE | FALSE | FALSE
LI | Lighting | FX | Light Fixtures |  | 211 | LIFX-211 | LIGHT: illuminated sign, room in use |  |  | 1 | ENGG-EL | TRUE | FALSE | FALSE
LI | Lighting | FX | Light Fixtures |  | 212 | LIFX-212 | LIGHT: illuminated sign, laser in use | LIFX-003 | LIGHT: illuminated sign, "Laser in Use" | 1 | ENGG-EL | TRUE | FALSE | TRUE
LI | Lighting | FX | Light Fixtures |  | 213 | LIFX-213 | LIGHT: illuminated sign, x-ray in use | LIFX-002 | LIGHT: illuminated sign, "X-Ray in Use" | 1 | ENGG-EL | TRUE | FALSE | TRUE
LI | Lighting | FX | Light Fixtures |  | 214 | LIFX-214 | LIGHT: illuminated sign, beam on/off | LIFX-004 | LIGHT: illuminated sign, "Beam On-Beam Off" | 1 | ENGG-EL | TRUE | FALSE | FALSE
LI | Lighting | FX | Light Fixtures |  | 215 | LIFX-215 | LIGHT: illuminated sign, radiation warning | LIFX-005 | LIGHT: illuminated sign, radiation warning | 1 | ENGG-EL | TRUE | FALSE | FALSE
LI | Lighting | FX | Light Fixtures |  | 221 | LIFX-221 | LIGHT: indicator, occupancy | LIFX-035 | LIGHT: occupancy light | 1 | ENGG-EL | TRUE | FALSE | FALSE
LI | Lighting | FX | Light Fixtures |  | 074 | LIFX-074 | LIGHT: linear, wall mounted |  |  | 1 | ENGG-EL | TRUE | FALSE | FALSE
LI | Lighting | FX | Light Fixtures |  | 077 | LIFX-077 | LIGHT: linear, indirect, ceiling mounted |  |  | 1 | ENGG-EL | TRUE | FALSE | FALSE
LI | Lighting | FX | Light Fixtures |  | 079 | LIFX-079 | LIGHT: linear, indirect, wall mounted |  |  | 1 | ENGG-EL | TRUE | FALSE | TRUE
LI | Lighting | FX | Light Fixtures |  | 081 | LIFX-081 | LIGHT: batten, ceiling recessed |  |  | 1 | ENGG-EL | TRUE | FALSE | FALSE
LI | Lighting | PO | Portable Lights |  | 002 | LIPO-002 | LAMP: floor standing | LIPO-002 | LAMP: standing | 3 | ARCH-FFE | TRUE | FALSE | FALSE
LI | Lighting | PO | Portable Lights |  | 003 | LIPO-003 | LAMP: table | LIPO-003 | LAMP: table | 3 | ARCH-FFE | TRUE | FALSE | FALSE
LI | Lighting | PO | Portable Lights |  | 011 | LIPO-011 | LIGHT: task, articulated, surface mounted | LIPO-004 | LAMP: table, fixed | 3 | ARCH-FFE | TRUE | FALSE | FALSE
LI | Lighting | PO | Portable Lights |  | 012 | LIPO-012 | LIGHT: task, articulated, portable | LIPO-005 | LIGHT: task light, portable | 3 | ARCH-FFE | TRUE | FALSE | FALSE
LI | Lighting | PO | Portable Lights |  | 021 | LIPO-021 | LIGHT: examination, articulated, mobile | LIPO-006 | LIGHT: examination, mobile | 3 | ARCH-FFE | TRUE | FALSE | TRUE
ME | Mechanical Services | EX | Extract |  | 021 | MEEX-021 | GRILLE: exhaust, ceiling mounted | MEEX-015 | EXHAUST AIR: grille | 1 | ENGG-ME | TRUE | FALSE | TRUE
ME | Mechanical Services | EX | Extract |  | 022 | MEEX-022 | GRILLE: exhaust, ceiling mounted, HEPA filtered | MEEX-005 | EXHAUST: HEPA filtered | 1 | ENGG-ME | TRUE | FALSE | FALSE
ME | Mechanical Services | EX | Extract |  | 026 | MEEX-026 | GRILLE: return air, ceiling mounted | MEEX-014 | RETURN AIR: grille | 1 | ENGG-ME | TRUE | FALSE | FALSE
ME | Mechanical Services | EX | Extract |  | 031 | MEEX-031 | GRILLE: exhaust, wall mounted, high level | MEEX-006 | EXHAUST: high level | 1 | ENGG-ME | TRUE | FALSE | FALSE
ME | Mechanical Services | EX | Extract |  | 032 | MEEX-032 | GRILLE: exhaust, wall mounted, high level, HEPA filtered |  |  | 1 | ENGG-ME | TRUE | FALSE | FALSE
ME | Mechanical Services | EX | Extract |  | 036 | MEEX-036 | GRILLE: return air, wall mounted, high level |  |  | 1 | ENGG-ME | TRUE | FALSE | FALSE
ME | Mechanical Services | EX | Extract |  | 041 | MEEX-041 | GRILLE: exhaust, wall mounted, low level | MEEX-008 | EXHAUST: low level | 1 | ENGG-ME | TRUE | FALSE | TRUE
ME | Mechanical Services | EX | Extract |  | 042 | MEEX-042 | GRILLE: exhaust, wall mounted, low level, HEPA filtered |  |  | 1 | ENGG-ME | TRUE | FALSE | FALSE
ME | Mechanical Services | EX | Extract |  | 046 | MEEX-046 | GRILLE: return air, wall mounted, low level | MEEX-016 | RETURN AIR: grille, low level | 1 | ENGG-ME | TRUE | FALSE | FALSE
ME | Mechanical Services | EX | Extract |  | 051 | MEEX-051 | GRILLE: exhaust, wall mounted, bench level |  |  | 1 | ENGG-ME | TRUE | FALSE | FALSE
ME | Mechanical Services | EX | Extract |  | 101 | MEEX-101 | FLEXIBLE ARM: exhaust, ceiling mounted |  |  | 1 | ENGG-ME | TRUE | FALSE | FALSE
ME | Mechanical Services | EX | Extract |  | 106 | MEEX-106 | FLEXIBLE ARM: exhaust, wall mounted | MEEX-003 | EXHAUST: flexible arm | 1 | ENGG-ME | TRUE | FALSE | FALSE
ME | Mechanical Services | EX | Extract |  | 121 | MEEX-121 | DIRECT CONNECTION: exhaust, fume cupboard | MEEX-004 | EXHAUST: for fume cupboard | 1 | ENGG-ME | FALSE | FALSE | FALSE
ME | Mechanical Services | EX | Extract |  | 122 | MEEX-122 | DIRECT CONNECTION: exhaust, downdraft | MEEX-017 | EXHAUST: downdraft, mortuary | 1 | ENGG-ME | FALSE | FALSE | FALSE
ME | Mechanical Services | EX | Extract |  | 126 | MEEX-126 | DIRECT CONNECTION: exhaust, rangehood | MEEX-007 | EXHAUST: hood | 1 | ENGG-ME | FALSE | FALSE | FALSE
ME | Mechanical Services | EX | Extract |  | 127 | MEEX-127 | DIRECT CONNECTION: exhaust, laundry, dryer | MEEX-002 | EXHAUST: dryer | 1 | ENGG-ME | FALSE | FALSE | FALSE
ME | Mechanical Services | EX | Extract |  | 151 | MEEX-151 | EXTRACTOR: dust, built-in, wall mounted | MEEX-010 | EXTRACTOR: dust | 1 | ENGG-ME | TRUE | FALSE | FALSE
ME | Mechanical Services | EX | Extract |  | 152 | MEEX-152 | EXTRACTOR: dust, built-in, ceiling mounted |  |  | 1 | ENGG-ME | TRUE | FALSE | FALSE
ME | Mechanical Services | EX | Extract |  | 153 | MEEX-153 | EXTRACTOR: dust, built-in, floor mounted |  |  | 1 | ENGG-ME | TRUE | FALSE | FALSE
ME | Mechanical Services | EX | Extract |  | 154 | MEEX-154 | EXTRACTOR: dust, built-in, joinery mounted |  |  | 1 | ENGG-ME | TRUE | FALSE | FALSE
ME | Mechanical Services | EX | Extract |  | 155 | MEEX-155 | EXTRACTOR: dust, built-in, bench mounted | MEEX-001 | EXHAUST: bench mounted | 1 | ENGG-ME | TRUE | FALSE | FALSE
ME | Mechanical Services | EX | Extract |  | 161 | MEEX-161 | EXTRACTOR: dust, mobile |  |  | 3 | ENGG-ME | TRUE | FALSE | FALSE
ME | Mechanical Services | EX | Extract |  | 162 | MEEX-162 | EXTRACTOR: dust, portable | MEEX-011 | EXTRACTOR: dust, vacuum | 3 | ENGG-ME | TRUE | FALSE | FALSE
ME | Mechanical Services | GE | General |  | 001 | MEGE-001 | CONTROL PANEL: HVAC | MEGE-017 | CONTROL PANEL: HVAC | 1 | ENGG-ME | TRUE | FALSE | TRUE
ME | Mechanical Services | GE | General |  | 004 | MEGE-004 | DISPLAY PANEL: HVAC |  |  | 1 | ENGG-ME | TRUE | FALSE | FALSE
ME | Mechanical Services | GE | General |  | 015 | MEGE-015 | PORT: ventilation, secure room | MEGE-015 | VENTILATION PORT | 1 | ENGG-ME | TRUE | FALSE | FALSE
ME | Mechanical Services | GE | General |  | 051 | MEGE-051 | SENSOR: temperature |  |  | 1 | ENGG-ME | TRUE | FALSE | FALSE
ME | Mechanical Services | GE | General |  | 052 | MEGE-052 | SENSOR: temperature and humidity |  |  | 1 | ENGG-ME | TRUE | FALSE | FALSE
ME | Mechanical Services | GE | General |  | 061 | MEGE-061 | SENSOR: oxygen depletion | MEGE-016 | SENSOR: oxygen depletion | 1 | ENGG-ME | TRUE | FALSE | TRUE
ME | Mechanical Services | GE | General |  | 062 | MEGE-062 | SENSOR: carbon monoxide |  |  | 1 | ENGG-ME | TRUE | FALSE | FALSE
ME | Mechanical Services | GE | General |  | 063 | MEGE-063 | SENSOR: pressure differential |  |  | 1 | ENGG-ME | TRUE | FALSE | FALSE
ME | Mechanical Services | GE | General |  | 071 | MEGE-071 | ALARM: temperature |  |  | 1 | ENGG-ME | TRUE | FALSE | FALSE
ME | Mechanical Services | GE | General |  | 072 | MEGE-072 | ALARM: temperature and humidity |  |  | 1 | ENGG-ME | TRUE | FALSE | FALSE
ME | Mechanical Services | GE | General |  | 081 | MEGE-081 | ALARM: oxygen depletion | MEGE-014 | ALARM: oxygen depletion | 1 | ENGG-ME | TRUE | FALSE | TRUE
ME | Mechanical Services | GE | General |  | 082 | MEGE-082 | ALARM: carbon monoxide | MEGE-013 | ALARM: carbon monoxide | 1 | ENGG-ME | TRUE | FALSE | FALSE
ME | Mechanical Services | GE | General |  | 083 | MEGE-083 | ALARM: pressure differential | MEGE-011 | ALARM: pressure differential | 1 | ENGG-ME | TRUE | FALSE | FALSE
ME | Mechanical Services | GE | General |  | 101 | MEGE-101 | GRILLE: transfer air, ceiling mounted |  |  | 1 | ENGG-ME | TRUE | FALSE | FALSE
ME | Mechanical Services | GE | General |  | 111 | MEGE-111 | GRILLE: transfer air, wall mounted |  |  | 1 | ENGG-ME | TRUE | FALSE | FALSE
ME | Mechanical Services | GE | General |  | 151 | MEGE-151 | FAN: indoor, ceiling mounted | MEGE-009 | FAN: ceiling | 1 | ENGG-ME | TRUE | FALSE | FALSE
ME | Mechanical Services | GE | General |  | 152 | MEGE-152 | FAN: indoor, ceiling mounted, low profile |  |  | 1 | ENGG-ME | TRUE | FALSE | FALSE
ME | Mechanical Services | GE | General |  | 156 | MEGE-156 | FAN: indoor, wall mounted |  |  | 1 | ENGG-ME | TRUE | FALSE | FALSE
ME | Mechanical Services | GE | General |  | 161 | MEGE-161 | FAN: outdoor, ceiling mounted |  |  | 1 | ENGG-ME | TRUE | FALSE | FALSE
ME | Mechanical Services | GE | General |  | 166 | MEGE-166 | FAN: outdoor, wall mounted |  |  | 1 | ENGG-ME | TRUE | FALSE | FALSE
ME | Mechanical Services | GE | General |  | 201 | MEGE-201 | PLANT: heat exchanger, supplied by mechanical chilled water | MEGE-010 | HEAT EXCHANGER: supplied by mechanical chilled water | 1 | ENGG-ME | TRUE | FALSE | TRUE
ME | Mechanical Services | SU | Supply |  | 006 | MESU-006 | AIR CURTAIN: external door | MEEX-018 | AIR CURTAIN: external door | 1 | ENGG-ME | TRUE | FALSE | FALSE
ME | Mechanical Services | SU | Supply |  | 007 | MESU-007 | AIR CURTAIN: cool room | MESU-007 | AIR CURTAIN: for fridge | 1 | ENGG-ME | TRUE | FALSE | FALSE
ME | Mechanical Services | SU | Supply |  | 021 | MESU-021 | GRILLE: supply air, ceiling mounted | MESU-011 | SUPPLY AIR: grille | 1 | ENGG-ME | TRUE | FALSE | FALSE
ME | Mechanical Services | SU | Supply |  | 022 | MESU-022 | GRILLE: supply air, ceiling mounted, HEPA filtered | MESU-013 | SUPPLY AIR: grille, HEPA filtered | 1 | ENGG-ME | TRUE | FALSE | FALSE
ME | Mechanical Services | SU | Supply |  | 023 | MESU-023 | GRILLE: supply air, ceiling mounted, cool room | MESU-008 | VENTILATION: grille, for cool room | 1 | ENGG-ME | TRUE | FALSE | FALSE
ME | Mechanical Services | SU | Supply |  | 026 | MESU-026 | DIFFUSER: supply air, ceiling mounted | MESU-010 | SUPPLY AIR: diffuser, 600 dia | 1 | ENGG-ME | TRUE | FALSE | FALSE
ME | Mechanical Services | SU | Supply |  | 031 | MESU-031 | GRILLE: supply air, wall mounted |  |  | 1 | ENGG-ME | TRUE | FALSE | FALSE
ME | Mechanical Services | SU | Supply |  | 032 | MESU-032 | GRILLE: supply air, wall mounted, HEPA filtered |  |  | 2 | ENGG-ME | TRUE | FALSE | FALSE
ME | Mechanical Services | SU | Supply |  | 033 | MESU-033 | GRILLE: supply air, wall mounted, cool room |  |  | 1 | ENGG-ME | TRUE | FALSE | FALSE
MG | Medical Gas Systems | AS | Gas Outlets |  | 001 | MGAS-001 | OUTLET: carbon dioxide (CO2), on services pendant | MGAS-004 | OUTLET: carbon dioxide (CO2), on pendant | 1 | ENGG-MG | TRUE | FALSE | TRUE
MG | Medical Gas Systems | AS | Gas Outlets |  | 002 | MGAS-002 | OUTLET: carbon dioxide (CO2), on services panel | MGAS-001 | OUTLET: carbon dioxide (CO2), on services panel | 1 | ENGG-MG | TRUE | FALSE | TRUE
MG | Medical Gas Systems | AS | Gas Outlets |  | 003 | MGAS-003 | OUTLET: carbon dioxide (CO2), wall mounted | MGAS-003 | OUTLET: carbon dioxide (CO2), wall mounted | 1 | ENGG-MG | TRUE | FALSE | FALSE
MG | Medical Gas Systems | AS | Gas Outlets |  | 004 | MGAS-004 | OUTLET: carbon dioxide (CO2), joinery mounted | MGAS-002 | OUTLET: carbon dioxide (CO2), bench mounted | 1 | ENGG-MG | TRUE | FALSE | FALSE
MG | Medical Gas Systems | AS | Gas Outlets |  | 021 | MGAS-021 | OUTLET: medical air, on services pendant | MGAS-021 | OUTLET: medical air (MA), on pendant | 1 | ENGG-MG | TRUE | FALSE | TRUE
MG | Medical Gas Systems | AS | Gas Outlets |  | 022 | MGAS-022 | OUTLET: medical air, on services panel | MGAS-022 | OUTLET: medical air (MA), on services panel | 1 | ENGG-MG | TRUE | FALSE | TRUE
MG | Medical Gas Systems | AS | Gas Outlets |  | 023 | MGAS-023 | OUTLET: medical air, wall mounted | MGAS-023 | OUTLET: medical air (MA), wall mounted | 1 | ENGG-MG | TRUE | FALSE | FALSE
MG | Medical Gas Systems | AS | Gas Outlets |  | 024 | MGAS-024 | OUTLET: medical air, joinery mounted |  |  | 1 | ENGG-MG | TRUE | FALSE | FALSE
MG | Medical Gas Systems | AS | Gas Outlets |  | 031 | MGAS-031 | OUTLET: nitrous oxide (N2O), on services pendant | MGAS-031 | OUTLET: nitrous oxide (N2O), on pendant | 1 | ENGG-MG | TRUE | FALSE | TRUE
MG | Medical Gas Systems | AS | Gas Outlets |  | 032 | MGAS-032 | OUTLET: nitrous oxide (N2O), on services panel | MGAS-032 | OUTLET: nitrous oxide (N2O), on services panel | 1 | ENGG-MG | TRUE | FALSE | TRUE
MG | Medical Gas Systems | AS | Gas Outlets |  | 033 | MGAS-033 | OUTLET: nitrous oxide (N2O), wall mounted | MGAS-033 | OUTLET: nitrous oxide (N2O), wall mounted | 1 | ENGG-MG | TRUE | FALSE | FALSE
MG | Medical Gas Systems | AS | Gas Outlets |  | 034 | MGAS-034 | OUTLET: nitrous oxide (N2O), joinery mounted |  |  | 1 | ENGG-MG | TRUE | FALSE | FALSE
MG | Medical Gas Systems | AS | Gas Outlets |  | 041 | MGAS-041 | OUTLET: oxygen (O2), on services pendant | MGAS-041 | OUTLET: oxygen (O2), on pendant | 1 | ENGG-MG | TRUE | FALSE | TRUE
MG | Medical Gas Systems | AS | Gas Outlets |  | 042 | MGAS-042 | OUTLET: oxygen (O2), on services panel | MGAS-042 | OUTLET: oxygen (O2), on services panel | 1 | ENGG-MG | TRUE | FALSE | TRUE
MG | Medical Gas Systems | AS | Gas Outlets |  | 043 | MGAS-043 | OUTLET: oxygen (O2), wall mounted | MGAS-043 | OUTLET: oxygen (O2), wall mounted | 1 | ENGG-MG | TRUE | FALSE | TRUE
MG | Medical Gas Systems | AS | Gas Outlets |  | 044 | MGAS-044 | OUTLET: oxygen (O2), joinery mounted |  |  | 1 | ENGG-MG | TRUE | FALSE | FALSE
MG | Medical Gas Systems | AS | Gas Outlets |  | 051 | MGAS-051 | OUTLET: scavenge, on services pendant | MGAS-051 | OUTLET: scavenge, on pendant | 1 | ENGG-MG | TRUE | FALSE | TRUE
MG | Medical Gas Systems | AS | Gas Outlets |  | 052 | MGAS-052 | OUTLET: scavenge, on services panel | MGAS-053 | OUTLET: scavenge, on services panel | 1 | ENGG-MG | TRUE | FALSE | TRUE
MG | Medical Gas Systems | AS | Gas Outlets |  | 053 | MGAS-053 | OUTLET: scavenge, wall mounted | MGAS-055 | OUTLET: scavenge, wall mounted | 1 | ENGG-MG | TRUE | FALSE | TRUE
MG | Medical Gas Systems | AS | Gas Outlets |  | 054 | MGAS-054 | OUTLET: scavenge, joinery mounted |  |  | 1 | ENGG-MG | TRUE | FALSE | FALSE
MG | Medical Gas Systems | AS | Gas Outlets |  | 061 | MGAS-061 | OUTLET: suction, on services pendant | MGAS-061 | OUTLET: suction, on pendant | 1 | ENGG-MG | TRUE | FALSE | TRUE
MG | Medical Gas Systems | AS | Gas Outlets |  | 062 | MGAS-062 | OUTLET: suction, on services panel | MGAS-062 | OUTLET: suction, on services panel | 1 | ENGG-MG | TRUE | FALSE | TRUE
MG | Medical Gas Systems | AS | Gas Outlets |  | 063 | MGAS-063 | OUTLET: suction, wall mounted | MGAS-063 | OUTLET: suction, wall mounted | 1 | ENGG-MG | TRUE | FALSE | FALSE
MG | Medical Gas Systems | AS | Gas Outlets |  | 064 | MGAS-064 | OUTLET: suction, joinery mounted |  |  | 1 | ENGG-MG | TRUE | FALSE | FALSE
MG | Medical Gas Systems | AS | Gas Outlets |  | 071 | MGAS-071 | OUTLET: tool air, integral control panel, on services pendant | MGAS-074 | OUTLET: tool air, on pendant | 1 | ENGG-MG | TRUE | FALSE | TRUE
MG | Medical Gas Systems | AS | Gas Outlets |  | 072 | MGAS-072 | OUTLET: tool air, integral control panel, on services panel | MGAS-073 | OUTLET: tool air, on services panel | 1 | ENGG-MG | TRUE | FALSE | FALSE
MG | Medical Gas Systems | AS | Gas Outlets |  | 073 | MGAS-073 | OUTLET: tool air, integral control panel, wall mounted | MGAS-072 | OUTLET: tool air, wall mounted | 1 | ENGG-MG | TRUE | FALSE | FALSE
MG | Medical Gas Systems | AS | Gas Outlets |  | 074 | MGAS-074 | OUTLET: tool air, integral control panel, joinery mounted | MGAS-071 | OUTLET: tool air, bench mounted | 1 | ENGG-MG | TRUE | FALSE | FALSE
MG | Medical Gas Systems | AS | Gas Outlets |  | 081 | MGAS-081 | OUTLET: tourniquet air, integral control panel, on services pendant |  |  | 1 | ENGG-MG | TRUE | FALSE | FALSE
MG | Medical Gas Systems | AS | Gas Outlets |  | 082 | MGAS-082 | OUTLET: tourniquet air, integral control panel, on services panel |  |  | 1 | ENGG-MG | TRUE | FALSE | FALSE
MG | Medical Gas Systems | AS | Gas Outlets |  | 083 | MGAS-083 | OUTLET: tourniquet air, integral control panel, wall mounted | MGAS-080 | OUTLET: tourniquet air, with controls | 1 | ENGG-MG | TRUE | FALSE | FALSE
MG | Medical Gas Systems | AS | Gas Outlets |  | 084 | MGAS-084 | OUTLET: tourniquet air, integral control panel, joinery mounted |  |  | 1 | ENGG-MG | TRUE | FALSE | FALSE
MG | Medical Gas Systems | AS | Gas Outlets |  | 092 | MGAS-092 | OUTLET: suction, dental, on services panel |  |  | 1 | ENGG-MG | TRUE | FALSE | FALSE
MG | Medical Gas Systems | AS | Gas Outlets |  | 093 | MGAS-093 | OUTLET: suction, dental, wall mounted | MGAS-092 | OUTLET: vacuum, wall mounted | 1 | ENGG-MG | TRUE | FALSE | FALSE
MG | Medical Gas Systems | AS | Gas Outlets |  | 094 | MGAS-094 | OUTLET: suction, dental, joinery mounted | MGAS-091 | OUTLET: vacuum, bench mounted | 1 | ENGG-MG | TRUE | FALSE | FALSE
MG | Medical Gas Systems | AS | Gas Outlets |  | 099 | MGAS-099 | DIRECT CONNECTION: suction, dental | MGAS-090 | OUTLET: suction, dental | 1 | ENGG-MG | FALSE | FALSE | TRUE
MG | Medical Gas Systems | AS | Gas Outlets |  | 153 | MGAS-153 | OUTLET: compressed air, wall mounted | MGAS-008 | OUTLET: compressed air, wall mounted | 1 | ENGG-MG | TRUE | FALSE | TRUE
MG | Medical Gas Systems | AS | Gas Outlets |  | 154 | MGAS-154 | OUTLET: compressed air, joinery mounted | MGAS-007 | OUTLET: compressed air, bench mounted | 1 | ENGG-MG | TRUE | FALSE | FALSE
MG | Medical Gas Systems | FP | Flowmeters, Control Panels and Accessories |  | 001 | MGFP-001 | ALARM: medical gases, panel, wall mounted | MGFP-001 | ALARM PANEL: medical gases | 1 | ENGG-MG | TRUE | FALSE | TRUE
MG | Medical Gas Systems | FP | Flowmeters, Control Panels and Accessories |  | 011 | MGFP-011 | VALVE BOX: medical gases |  |  | 1 | ENGG-MG | TRUE | FALSE | TRUE
MG | Medical Gas Systems | FP | Flowmeters, Control Panels and Accessories |  | 021 | MGFP-021 | FLOWMETER: medical air | MGFP-002 | FLOWMETER: medical air | 3 | ARCH-FFE | TRUE | FALSE | TRUE
MG | Medical Gas Systems | FP | Flowmeters, Control Panels and Accessories |  | 041 | MGFP-041 | FLOWMETER: oxygen | MGFP-004 | FLOWMETER: oxygen | 3 | ARCH-FFE | TRUE | FALSE | TRUE
MG | Medical Gas Systems | FP | Flowmeters, Control Panels and Accessories |  | 051 | MGFP-051 | ADAPTER: scavenge | MMGE-001 | ADAPTER: scavenge | 3 | ARCH-FFE | TRUE | FALSE | TRUE
MG | Medical Gas Systems | FP | Flowmeters, Control Panels and Accessories |  | 061 | MGFP-061 | ADAPTER: suction | MMGE-002 | ADAPTER: suction | 3 | ARCH-FFE | TRUE | FALSE | TRUE
MG | Medical Gas Systems | FP | Flowmeters, Control Panels and Accessories |  | 081 | MGFP-081 | BLENDER: oxygen (O2) and medical air (MA) | MMMA-018 | MIXER: oxygen and air | 3 | ARCH-FFE | TRUE | FALSE | TRUE
MG | Medical Gas Systems | FP | Flowmeters, Control Panels and Accessories |  | 082 | MGFP-082 | BLENDER: oxygen (O2) and nitrous oxide (N20) | MMMA-011 | MIXER: oxygen and nitrous oxide | 3 | ARCH-FFE | TRUE | FALSE | FALSE
MG | Medical Gas Systems | FP | Flowmeters, Control Panels and Accessories |  | 031 | MGFP-031 | FLOWMETER: carbon dioxide |  |  | 3 | ARCH-FFE | TRUE | FALSE | FALSE
MG | Medical Gas Systems | GE | General |  | 011 | MGGE-011 | CYLINDER: medical gas, C size |  |  | 3 | ARCH-FFE | TRUE | FALSE | FALSE
MG | Medical Gas Systems | GE | General |  | 021 | MGGE-021 | CYLINDER: medical gas, D size |  |  | 3 | ARCH-FFE | TRUE | FALSE | FALSE
MG | Medical Gas Systems | GE | General |  | 031 | MGGE-031 | CYLINDER: medical gas, E size |  |  | 3 | ARCH-FFE | TRUE | FALSE | FALSE
MG | Medical Gas Systems | GE | General |  | 051 | MGGE-051 | CYLINDER: medical gas, G size |  |  | 3 | ARCH-FFE | TRUE | FALSE | FALSE
MG | Medical Gas Systems | GE | General | MGGE-011 | 01 | MGGE-011.01 | CYLINDER: medical gas, C size, oxygen | MMHA-033 | CYLINDER: gas, oxygen | 3 | ARCH-FFE | TRUE | FALSE | TRUE
MG | Medical Gas Systems | GE | General | MGGE-011 | 02 | MGGE-011.02 | CYLINDER: medical gas, C size, medical air |  |  | 3 | ARCH-FFE | TRUE | FALSE | FALSE
MG | Medical Gas Systems | GE | General | MGGE-011 | 03 | MGGE-011.03 | CYLINDER: medical gas, C size, carbon dioxide (CO2) |  |  | 3 | ARCH-FFE | TRUE | FALSE | FALSE
MG | Medical Gas Systems | GE | General | MGGE-011 | 04 | MGGE-011.04 | CYLINDER: medical gas, C size, nitrous oxide |  |  | 3 | ARCH-FFE | TRUE | FALSE | FALSE
MG | Medical Gas Systems | GE | General | MGGE-011 | 05 | MGGE-011.05 | CYLINDER: medical gas, C size, nitric oxide |  |  | 3 | ARCH-FFE | TRUE | FALSE | FALSE
MG | Medical Gas Systems | GE | General | MGGE-011 | 06 | MGGE-011.06 | CYLINDER: medical gas, C size, argon |  |  | 3 | ARCH-FFE | TRUE | FALSE | FALSE
MG | Medical Gas Systems | GE | General | MGGE-011 | 07 | MGGE-011.07 | CYLINDER: medical gas, C size, helium | MMOP-015 | CYLINDER: gas, argon | 3 | ARCH-FFE | TRUE | FALSE | FALSE
MG | Medical Gas Systems | GE | General | MGGE-011 | 08 | MGGE-011.08 | CYLINDER: medical gas, C size, oxygen and nitrous oxide 50/50 mix |  |  | 3 | ARCH-FFE | TRUE | FALSE | FALSE
MG | Medical Gas Systems | GE | General | MGGE-011 | 09 | MGGE-011.09 | CYLINDER: medical gas, C size, oxygen and carbon dioxide (CO2) 95/5 mix |  |  | 3 | ARCH-FFE | TRUE | FALSE | FALSE
MG | Medical Gas Systems | GE | General | MGGE-021 | 01 | MGGE-021.01 | CYLINDER: medical gas, D size, oxygen |  |  | 3 | ARCH-FFE | TRUE | FALSE | FALSE
MG | Medical Gas Systems | GE | General | MGGE-021 | 02 | MGGE-021.02 | CYLINDER: medical gas, D size, medical air |  |  | 3 | ARCH-FFE | TRUE | FALSE | FALSE
MG | Medical Gas Systems | GE | General | MGGE-021 | 03 | MGGE-021.03 | CYLINDER: medical gas, D size, carbon dioxide (CO2) |  |  | 3 | ARCH-FFE | TRUE | FALSE | FALSE
MG | Medical Gas Systems | GE | General | MGGE-021 | 04 | MGGE-021.04 | CYLINDER: medical gas, D size, nitrous oxide |  |  | 3 | ARCH-FFE | TRUE | FALSE | FALSE
MG | Medical Gas Systems | GE | General | MGGE-021 | 05 | MGGE-021.05 | CYLINDER: medical gas, D size, nitric oxide |  |  | 3 | ARCH-FFE | TRUE | FALSE | FALSE
MG | Medical Gas Systems | GE | General | MGGE-021 | 06 | MGGE-021.06 | CYLINDER: medical gas, D size, argon |  |  | 3 | ARCH-FFE | TRUE | FALSE | FALSE
MG | Medical Gas Systems | GE | General | MGGE-021 | 07 | MGGE-021.07 | CYLINDER: medical gas, D size, helium |  |  | 3 | ARCH-FFE | TRUE | FALSE | FALSE
MG | Medical Gas Systems | GE | General | MGGE-021 | 08 | MGGE-021.08 | CYLINDER: medical gas, D size, oxygen and nitrous oxide 50/50 mix |  |  | 3 | ARCH-FFE | TRUE | FALSE | FALSE
MG | Medical Gas Systems | GE | General | MGGE-021 | 09 | MGGE-021.09 | CYLINDER: medical gas, D size, oxygen and carbon dioxide (CO2) 95/5 mix |  |  | 3 | ARCH-FFE | TRUE | FALSE | FALSE
MG | Medical Gas Systems | GE | General | MGGE-031 | 01 | MGGE-031.01 | CYLINDER: medical gas, E size, oxygen |  |  | 3 | ARCH-FFE | TRUE | FALSE | FALSE
MG | Medical Gas Systems | GE | General | MGGE-031 | 02 | MGGE-031.02 | CYLINDER: medical gas, E size, medical air |  |  | 3 | ARCH-FFE | TRUE | FALSE | FALSE
MG | Medical Gas Systems | GE | General | MGGE-031 | 03 | MGGE-031.03 | CYLINDER: medical gas, E size, carbon dioxide (CO2) |  |  | 3 | ARCH-FFE | TRUE | FALSE | FALSE
MG | Medical Gas Systems | GE | General | MGGE-031 | 04 | MGGE-031.04 | CYLINDER: medical gas, E size, nitrous oxide |  |  | 3 | ARCH-FFE | TRUE | FALSE | FALSE
MG | Medical Gas Systems | GE | General | MGGE-031 | 05 | MGGE-031.05 | CYLINDER: medical gas, E size, nitric oxide |  |  | 3 | ARCH-FFE | TRUE | FALSE | FALSE
MG | Medical Gas Systems | GE | General | MGGE-031 | 06 | MGGE-031.06 | CYLINDER: medical gas, E size, argon |  |  | 3 | ARCH-FFE | TRUE | FALSE | FALSE
MG | Medical Gas Systems | GE | General | MGGE-031 | 07 | MGGE-031.07 | CYLINDER: medical gas, E size, helium |  |  | 3 | ARCH-FFE | TRUE | FALSE | FALSE
MG | Medical Gas Systems | GE | General | MGGE-031 | 08 | MGGE-031.08 | CYLINDER: medical gas, E size, oxygen and nitrous oxide 50/50 mix |  |  | 3 | ARCH-FFE | TRUE | FALSE | FALSE
MG | Medical Gas Systems | GE | General | MGGE-031 | 09 | MGGE-031.09 | CYLINDER: medical gas, E size, oxygen and carbon dioxide (CO2) 95/5 mix |  |  | 3 | ARCH-FFE | TRUE | FALSE | FALSE
MG | Medical Gas Systems | GE | General | MGGE-051 | 01 | MGGE-051.01 | CYLINDER: medical gas, G size, oxygen |  |  | 3 | ARCH-FFE | TRUE | FALSE | FALSE
MG | Medical Gas Systems | GE | General | MGGE-051 | 02 | MGGE-051.02 | CYLINDER: medical gas, G size, medical air |  |  | 3 | ARCH-FFE | TRUE | FALSE | FALSE
MG | Medical Gas Systems | GE | General | MGGE-051 | 03 | MGGE-051.03 | CYLINDER: medical gas, G size, carbon dioxide (CO2) |  |  | 3 | ARCH-FFE | TRUE | FALSE | FALSE
MG | Medical Gas Systems | GE | General | MGGE-051 | 04 | MGGE-051.04 | CYLINDER: medical gas, G size, nitrous oxide |  |  | 3 | ARCH-FFE | TRUE | FALSE | FALSE
MG | Medical Gas Systems | GE | General | MGGE-051 | 05 | MGGE-051.05 | CYLINDER: medical gas, G size, nitric oxide |  |  | 3 | ARCH-FFE | TRUE | FALSE | FALSE
MG | Medical Gas Systems | GE | General | MGGE-051 | 06 | MGGE-051.06 | CYLINDER: medical gas, G size, argon |  |  | 3 | ARCH-FFE | TRUE | FALSE | FALSE
MG | Medical Gas Systems | GE | General | MGGE-051 | 07 | MGGE-051.07 | CYLINDER: medical gas, G size, helium |  |  | 3 | ARCH-FFE | TRUE | FALSE | FALSE
MG | Medical Gas Systems | GE | General | MGGE-051 | 08 | MGGE-051.08 | CYLINDER: medical gas, G size, oxygen and nitrous oxide 50/50 mix |  |  | 3 | ARCH-FFE | TRUE | FALSE | FALSE
MG | Medical Gas Systems | GE | General | MGGE-051 | 09 | MGGE-051.09 | CYLINDER: medical gas, G size, oxygen and carbon dioxide (CO2) 95/5 mix |  |  | 3 | ARCH-FFE | TRUE | FALSE | FALSE
MI | Medical Imaging Equipment | AN | Angiography |  | 001 | MIAN-001 | IMAGING DEVICE: angiography, single plane, floor mounted | MMMI-058 | SYSTEM: imaging, angiography single plane floor | 2 | ARCH-MME | TRUE | FALSE | FALSE
MI | Medical Imaging Equipment | AN | Angiography |  | 002 | MIAN-002 | IMAGING DEVICE: angiography, single plane, ceiling suspended | MMMI-028 | SYSTEM: imaging, angiography single plane ceiling | 2 | ARCH-MME | TRUE | FALSE | FALSE
MI | Medical Imaging Equipment | AN | Angiography |  | 006 | MIAN-006 | IMAGING DEVICE: angiography, dual plane, floor mounted and ceiling suspended | MMMI-075 | SYSTEM: imaging, angiography dual plane | 2 | ARCH-MME | TRUE | FALSE | FALSE
MI | Medical Imaging Equipment | AN | Angiography |  | 009 | MIAN-009 | TABLE: patient, angiography | MMMI-024; MMMI-045; MMMI-089 | TABLE: operating, fixed, narrow, angiography single plane ceiling; TABLE: operating, fixed, narrow, angiography single plane floor; TABLE: operating, fixed, narrow table plate, angiography dual plane | 2 | ARCH-MME | TRUE | FALSE | FALSE
MI | Medical Imaging Equipment | AN | Angiography |  | 011 | MIAN-011 | CONTROL CONSOLE: angiography, patient table mounted | MMMI-014 | CONSOLE: control, examination control console, on operating table, angiography single plane ceiling | 2 | ARCH-MME | TRUE | FALSE | FALSE
MI | Medical Imaging Equipment | AN | Angiography |  | 012 | MIAN-012 | CONTROL CONSOLE: angiography, control room, dual display screens, keyboard and mouse, control unit, microphone and speaker, desktop | MMMI-012; MMMI-013; MMMI-027; MMMI-047; MMMI-048; MMMI-052; MMMI-053; MMMI-085; MMMI-086; MMMI-092 | COMPUTER: control, c/w display screen & keyboard, angiography single plane ceiling; CONSOLE: control, examination control console, angiography single plane ceiling; COMPUTER: c/w display screen and keyboard, angiography single plane ceiling; COMPUTER: control, c/w display & keyboard, angiography single plane floor; CONSOLE: examination control, on operating table, angiography single plane floor; COMPUTER: c/w display screen and keyboard, angiography single plane floor; CONSOLE: examination control, angiography single plane floor; COMPUTER: control, c/w display & keyboard, angiography dual plane; CONSOLE: examination control, on operating table, angiography dual plane; COMPUTER: c/w display screen and keyboard, angiography dual plane | 2 | ARCH-MME | TRUE | FALSE | FALSE
MI | Medical Imaging Equipment | AN | Angiography |  | 016 | MIAN-016 | COMPUTER: angiography, central processing unit (CPU) | MMMI-010; MMMI-046; MMMI-077 | CABINET: computer, angiography single plane ceiling; CABINET: control, angiography single plane floor; CABINET: computer, angiography dual plane | 2 | ARCH-MME | TRUE | FALSE | FALSE
MI | Medical Imaging Equipment | AN | Angiography |  | 019 | MIAN-019 | FOOTSWITCH: angiography, wireless | MMMI-070 | FOOTSWITCH: wireless, angiography dual plane | 2 | ARCH-MME | TRUE | FALSE | FALSE
MI | Medical Imaging Equipment | AN | Angiography |  | 021 | MIAN-021 | SYSTEM CABINET: angiography | MMMI-011; MMMI-046; MMMI-082 | CABINET: control, angiography single plane ceiling; CABINET: control, angiography single plane floor; CABINET: control 1, angiography dual plane | 2 | ARCH-MME | TRUE | FALSE | FALSE
MI | Medical Imaging Equipment | AN | Angiography |  | 022 | MIAN-022 | POWER SUPPLY UNIT: uninterruptable power supply (UPS), angiography | MMMI-026; MMMI-057; MMMI-090; MMMI-091 | UPS: angiography single plane ceiling; UPS: angiography single plane floor; UPS: angiography dual plane; UPS: 15kVA, angiography dual plane | 2 | ARCH-MME | TRUE | FALSE | FALSE
MI | Medical Imaging Equipment | AN | Angiography |  | 023 | MIAN-023 | BOARD: electrical distribution (EDB), angiography | MMMI-015; MMMI-049; MMMI-087 | DISTRIBUTOR: control room, angiography single plane ceiling; DISTRIBUTOR: control room, angiography single plane floor; DISTRIBUTOR: control room, angiography dual plane | 2 | ARCH-MME | TRUE | FALSE | FALSE
MI | Medical Imaging Equipment | AN | Angiography |  | 024 | MIAN-024 | COOLING UNIT: angiography | MMMI-025; MMMI-042 | UNIT: cooling, angiography single plane ceiling; UNIT: cooling, angiography single plane floor | 2 | ARCH-MME | TRUE | FALSE | FALSE
MI | Medical Imaging Equipment | AN | Angiography |  | 025 | MIAN-025 | GENERATOR: angiography | MMMI-016; MMMI-043; MMMI-078 | GENERATOR: radiology, angiography single plane ceiling; GENERATOR: radiology, angiography single plane floor; GENERATOR: radiology, angiography dual plane | 2 | ARCH-MME | TRUE | FALSE | FALSE
MI | Medical Imaging Equipment | AN | Angiography |  | 061 | MIAN-061 | DISPLAY SCREEN: angiography, ceiling mounted | MMMI-021; MMMI-055; MMMI-081 | DISPLAY SCREEN: DCS, angiography single plane ceiling; DISPLAY SCREEN: DCS, angiography single plane floor; DISPLAY SCREEN: DCS, angiography dual plane | 2 | ARCH-MME | TRUE | FALSE | FALSE
MI | Medical Imaging Equipment | AN | Angiography |  | 062 | MIAN-062 | DISPLAY SCREEN: angiography, pendant mounted |  |  | 2 | ARCH-MME | TRUE | FALSE | FALSE
MI | Medical Imaging Equipment | AN | Angiography |  | 066 | MIAN-066 | DISPLAY SCREEN: angiography, multi modality, ceiling mounted | MMMI-020; MMMI-054 | DISPLAY SCREEN: angiography single plane ceiling; DISPLAY SCREEN: angiography single plane floor | 2 | ARCH-MME | TRUE | FALSE | FALSE
MI | Medical Imaging Equipment | AN | Angiography |  | 067 | MIAN-067 | DISPLAY SCREEN: angiography, multi modality, pendant mounted |  |  | 2 | ARCH-MME | TRUE | FALSE | FALSE
MI | Medical Imaging Equipment | BD | Bone Densitometry |  | 001 | MIBD-001 | IMAGING DEVICE: bone densitometry (DEXA) | MMMI-323 | DEVICE: imaging, bone densitometer unit | 2 | ARCH-MME | TRUE | FALSE | FALSE
MI | Medical Imaging Equipment | BD | Bone Densitometry |  | 011 | MIBD-011 | CONTROL PANEL: bone densitometry (DEXA), remote activation, wall mounted |  |  | 2 | ARCH-MME | TRUE | FALSE | FALSE
MI | Medical Imaging Equipment | BD | Bone Densitometry |  | 012 | MIBD-012 | CONTROL CONSOLE: bone densitometry (DEXA), dual display screens, keyboard and mouse, desktop |  |  | 2 | ARCH-MME | TRUE | FALSE | FALSE
MI | Medical Imaging Equipment | BD | Bone Densitometry |  | 016 | MIBD-016 | COMPUTER: bone densitometry (DEXA), central processing unit (CPU) |  |  | 2 | ARCH-MME | TRUE | FALSE | FALSE
MI | Medical Imaging Equipment | CC | Cardiac Catheter Laboratory |  | 001 | MICC-001 | IMAGING DEVICE: catheter lab, single plane, floor mounted | MMMI-387 | SYSTEM: imaging, cath lab, single plane, ceiling | 2 | ARCH-MME | TRUE | TRUE | FALSE
MI | Medical Imaging Equipment | CC | Cardiac Catheter Laboratory |  | 002 | MICC-002 | IMAGING DEVICE: catheter lab, single plane, ceiling suspended |  |  | 2 | ARCH-MME | TRUE | TRUE | TRUE
MI | Medical Imaging Equipment | CC | Cardiac Catheter Laboratory |  | 006 | MICC-006 | IMAGING DEVICE: catheter lab, dual plane, floor mounted and ceiling suspended | MMMI-385 | SYSTEM: imaging, cath lab, dual plane, ceiling | 2 | ARCH-MME | TRUE | TRUE | FALSE
MI | Medical Imaging Equipment | CC | Cardiac Catheter Laboratory |  | 009 | MICC-009 | TABLE: patient, catheter lab | MMMI-388; MMMI-389 | TABLE: operating, fixed, narrow, cath lab, single plane; TABLE: operating, fixed, narrow table plate, cath lab, dual plane | 2 | ARCH-MME | TRUE | FALSE | TRUE
MI | Medical Imaging Equipment | CC | Cardiac Catheter Laboratory |  | 011 | MICC-011 | CONTROL CONSOLE: catheter lab, patient table mounted |  |  | 2 | ARCH-MME | TRUE | FALSE | FALSE
MI | Medical Imaging Equipment | CC | Cardiac Catheter Laboratory |  | 012 | MICC-012 | CONTROL CONSOLE: catheter lab, control room, dual display screens, keyboard and mouse, control unit, microphone and speaker, desktop | MMMI-386 | CONTROL UNIT: c/w display, control box and keyboard, Cath Lab | 2 | ARCH-MME | TRUE | FALSE | TRUE
MI | Medical Imaging Equipment | CC | Cardiac Catheter Laboratory |  | 013 | MICC-013 | CONTROL CONSOLE: catheter lab, control room, electrophysiology (EP), dual display screens, keyboard and mouse, control unit, microphone and speaker, desktop | MMMI-397 | COMPUTER: control, c/w dual display & keyboard, 3D mapping | 2 | ARCH-MME | TRUE | FALSE | TRUE
MI | Medical Imaging Equipment | CC | Cardiac Catheter Laboratory |  | 014 | MICC-014 | CONTROL CONSOLE: catheter lab, control room, electrophysiology (EP) recording, dual display screens, keyboard and mouse, desktop | MMMI-399 | SYSTEM: electrophysiology recording, c/w display screens | 2 | ARCH-MME | TRUE | FALSE | TRUE
MI | Medical Imaging Equipment | CC | Cardiac Catheter Laboratory |  | 016 | MICC-016 | COMPUTER: catheter lab, central processing unit (CPU) |  |  | 2 | ARCH-MME | TRUE | FALSE | TRUE
MI | Medical Imaging Equipment | CC | Cardiac Catheter Laboratory |  | 017 | MICC-017 | COMPUTER: catheter lab, central processing unit (CPU), electrophysiology (EP) |  |  | 2 | ARCH-MME | TRUE | FALSE | FALSE
MI | Medical Imaging Equipment | CC | Cardiac Catheter Laboratory |  | 019 | MICC-019 | FOOTSWITCH: catheter lab, wireless |  |  | 2 | ARCH-MME | TRUE | FALSE | FALSE
MI | Medical Imaging Equipment | CC | Cardiac Catheter Laboratory |  | 021 | MICC-021 | SYSTEM CABINET: catheter lab |  |  | 2 | ARCH-MME | TRUE | FALSE | FALSE
MI | Medical Imaging Equipment | CC | Cardiac Catheter Laboratory |  | 022 | MICC-022 | POWER SUPPLY UNIT: uninterruptable power supply (UPS), catheter lab |  |  | 2 | ARCH-MME | TRUE | FALSE | FALSE
MI | Medical Imaging Equipment | CC | Cardiac Catheter Laboratory |  | 023 | MICC-023 | BOARD: electrical distribution (EDB), catheter lab |  |  | 2 | ARCH-MME | TRUE | FALSE | FALSE
MI | Medical Imaging Equipment | CC | Cardiac Catheter Laboratory |  | 024 | MICC-024 | COOLING UNIT: catheter lab |  |  | 2 | ARCH-MME | TRUE | FALSE | FALSE
MI | Medical Imaging Equipment | CC | Cardiac Catheter Laboratory |  | 025 | MICC-025 | GENERATOR: catheter lab |  |  | 2 | ARCH-MME | TRUE | FALSE | FALSE
MI | Medical Imaging Equipment | CC | Cardiac Catheter Laboratory |  | 041 | MICC-041 | DEVICE: catheter lab, electrophysiology (EP), mobile | MMMI-398 | SYSTEM: electrophysiology, cath lab | 2 | ARCH-MME | TRUE | FALSE | TRUE
MI | Medical Imaging Equipment | CC | Cardiac Catheter Laboratory |  | 042 | MICC-042 | DEVICE: catheter lab, electrophysiology (EP), pendant mounted |  |  | 2 | ARCH-MME | TRUE | FALSE | FALSE
MI | Medical Imaging Equipment | CC | Cardiac Catheter Laboratory |  | 061 | MICC-061 | DISPLAY SCREEN: catheter lab, ceiling mounted | MMMI-392 | DISPLAY SCREEN: DCS, cath lab | 2 | ARCH-MME | TRUE | FALSE | FALSE
MI | Medical Imaging Equipment | CC | Cardiac Catheter Laboratory |  | 062 | MICC-062 | DISPLAY SCREEN: catheter lab, pendant mounted |  |  | 2 | ARCH-MME | TRUE | FALSE | FALSE
MI | Medical Imaging Equipment | CC | Cardiac Catheter Laboratory |  | 066 | MICC-066 | DISPLAY SCREEN: catheter lab, multi-modality, ceiling mounted | MMMI-396 | DISPLAY SCREEN: cath lab, multi modality | 2 | ARCH-MME | TRUE | FALSE | TRUE
MI | Medical Imaging Equipment | CC | Cardiac Catheter Laboratory |  | 067 | MICC-067 | DISPLAY SCREEN: catheter lab, multi-modality, pendant mounted |  |  | 2 | ARCH-MME | TRUE | FALSE | FALSE
MI | Medical Imaging Equipment | CT | CT Scanning |  | 001 | MICT-001 | IMAGING DEVICE: computerised tomography (CT), gantry | MMMI-099 | DEVICE: imaging, CT | 2 | ARCH-MME | TRUE | FALSE | TRUE
MI | Medical Imaging Equipment | CT | CT Scanning |  | 002 | MICT-002 | IMAGING DEVICE: computerised tomography (CT), gantry, wide bore | MMMI-109 | DEVICE: imaging, CT, wide bore | 2 | ARCH-MME | TRUE | FALSE | FALSE
MI | Medical Imaging Equipment | CT | CT Scanning |  | 006 | MICT-006 | TABLE: patient, computerised tomography (CT) | MMMI-105 | TABLE: patient, fixed, CT | 2 | ARCH-MME | TRUE | FALSE | TRUE
MI | Medical Imaging Equipment | CT | CT Scanning |  | 011 | MICT-011 | CONTROL CONSOLE: computerised tomography (CT), dual display screens, keyboard and mouse, control unit, microphone and speaker, desktop | MMMI-097 | CONTROL UNIT: c/w display, control box and keyboard, CT | 2 | ARCH-MME | TRUE | FALSE | TRUE
MI | Medical Imaging Equipment | CT | CT Scanning |  | 012 | MICT-012 | CONTROL CONSOLE: computerised tomography (CT), single display screen, control unit, mobile |  |  | 2 | ARCH-MME | TRUE | FALSE | FALSE
MI | Medical Imaging Equipment | CT | CT Scanning |  | 016 | MICT-016 | COMPUTER: computerised tomography (CT), central processing unit (CPU) | MMMI-095; MMMI-096; MMMI-106 | COMPUTER: tower, ICS, CT; COMPUTER: tower, IRS, CT; COMPUTER: tower, reporting, CT | 2 | ARCH-MME | TRUE | FALSE | TRUE
MI | Medical Imaging Equipment | CT | CT Scanning |  | 021 | MICT-021 | SYSTEM CABINET: computerised tomography (CT) | MMMI-103 | SYSTEM: imaging, CT | 2 | ARCH-MME | TRUE | FALSE | FALSE
MI | Medical Imaging Equipment | CT | CT Scanning |  | 022 | MICT-022 | POWER SUPPLY UNIT: uninterruptable power supply (UPS), computerised tomography (CT) |  |  | 2 | ARCH-MME | TRUE | FALSE | FALSE
MI | Medical Imaging Equipment | CT | CT Scanning |  | 023 | MICT-023 | BOARD: electrical distribution (EDB), computerised tomography (CT) | MMMI-093 | BOARD: distribution, mains, CT | 2 | ARCH-MME | TRUE | FALSE | FALSE
MI | Medical Imaging Equipment | CT | CT Scanning |  | 024 | MICT-024 | CHILLER: computerised tomography (CT), water cooled |  |  | 2 | ARCH-MME | TRUE | FALSE | FALSE
MI | Medical Imaging Equipment | CT | CT Scanning |  | 041 | MICT-041 | PHANTOM: computerised tomography (CT) |  |  | 3 | ARCH-FFE | TRUE | FALSE | FALSE
MI | Medical Imaging Equipment | CY | Cyclotron |  | 001 | MICY-001 | CYCLOTRON: particle accelerator | MMMI-321 | CYCLOTRON: particle accelerator | 2 | ARCH-MME | TRUE | FALSE | FALSE
MI | Medical Imaging Equipment | CY | Cyclotron |  | 011 | MICY-011 | CONTROL CONSOLE: cyclotron | MMMI-320 | CYCLOTRON: control module | 2 | ARCH-MME | TRUE | FALSE | FALSE
MI | Medical Imaging Equipment | FL | Fluoroscopy |  | 001 | MIFL-001 | IMAGING DEVICE: fluoroscopy/screening, with patient table | MMMI-125 | SYSTEM: imaging, fluoroscopy/screening imaging unit | 2 | ARCH-MME | TRUE | FALSE | TRUE
MI | Medical Imaging Equipment | FL | Fluoroscopy |  | 011 | MIFL-011 | CONTROL CONSOLE: fluoroscopy/screening, dual display screens, keyboard and mouse, control unit, desktop | MMMI-117 | CONSOLE: control, fluoroscopy/screening | 2 | ARCH-MME | TRUE | FALSE | TRUE
MI | Medical Imaging Equipment | FL | Fluoroscopy |  | 012 | MIFL-012 | CONTROL CONSOLE: fluoroscopy/screening, single display screen, control unit, mobile | MMMI-116; MMMI-128 | CONSOLE: examination control, fluoroscopy/screening; CONTROL UNIT: fluoroscopy, mobile | 2 | ARCH-MME | TRUE | FALSE | TRUE
MI | Medical Imaging Equipment | FL | Fluoroscopy |  | 016 | MIFL-016 | COMPUTER: fluoroscopy/screening, central processing unit (CPU) | MMMI-115 | COMPUTER: CPU, fluoroscopy | 2 | ARCH-MME | TRUE | FALSE | TRUE
MI | Medical Imaging Equipment | FL | Fluoroscopy |  | 021 | MIFL-021 | SYSTEM CABINET: fluoroscopy/screening | MMMI-114 | CABINET: control, fluoroscopy/screening | 2 | ARCH-MME | TRUE | FALSE | FALSE
MI | Medical Imaging Equipment | FL | Fluoroscopy |  | 022 | MIFL-022 | POWER SUPPLY UNIT: uninterruptable power supply (UPS), fluoroscopy/screening | MMMI-127 | UPS: for image system, fluoroscopy/screening | 2 | ARCH-MME | TRUE | FALSE | FALSE
MI | Medical Imaging Equipment | FL | Fluoroscopy |  | 023 | MIFL-023 | BOARD: electrical distribution (EDB), fluoroscopy/screening | MMMI-119 | DISTRIBUTOR: control room, fluoroscopy/screening | 2 | ARCH-MME | TRUE | FALSE | TRUE
MI | Medical Imaging Equipment | FL | Fluoroscopy |  | 024 | MIFL-024 | COOLING UNIT: fluoroscopy/screening | MMMI-126 | UNIT: cooling, fluoroscopy/screening | 2 | ARCH-MME | TRUE | FALSE | FALSE
MI | Medical Imaging Equipment | FL | Fluoroscopy |  | 025 | MIFL-025 | GENERATOR: fluoroscopy/screening | MMMI-120 | GENERATOR: radiology, fluoroscopy/screening | 2 | ARCH-MME | TRUE | FALSE | TRUE
MI | Medical Imaging Equipment | FL | Fluoroscopy |  | 041 | MIFL-041 | SHIELD: fluoroscopy/screening, radiation, skirt, table mounted |  |  | 2 | ARCH-MME | TRUE | FALSE | FALSE
MI | Medical Imaging Equipment | FL | Fluoroscopy |  | 061 | MIFL-061 | DISPLAY SCREEN: fluoroscopy/screening, ceiling mounted | MMMI-122 | DISPLAY SCREEN: for fluoroscopy/screening | 2 | ARCH-MME | TRUE | FALSE | FALSE
MI | Medical Imaging Equipment | FL | Fluoroscopy |  | 062 | MIFL-062 | DISPLAY SCREEN: fluoroscopy/screening, pendant mounted | MMMI-118 | DISPLAY SCREEN: DCS, fluoroscopy/screening | 2 | ARCH-MME | TRUE | FALSE | TRUE
MI | Medical Imaging Equipment | FL | Fluoroscopy |  | 051 | MIFL-051 | RACK: fluoroscopy/screening, table mounted shields, mobile |  |  | 3 | ARCH-MME | TRUE | FALSE | TRUE
MI | Medical Imaging Equipment | GE | General |  | 001 | MIGE-001 | SHIELD: radiation, mobile | MMMI-338; MMMI-351 | LEAD SCREEN: movable; SHIELD: radiation, upper body, mobile | 3 | ARCH-FFE | TRUE | FALSE | FALSE
MI | Medical Imaging Equipment | GE | General |  | 002 | MIGE-002 | SHIELD: radiation, wall mounted |  |  | 2 | ARCH-MME | TRUE | FALSE | FALSE
MI | Medical Imaging Equipment | GE | General |  | 003 | MIGE-003 | SHIELD: radiation, ceiling mounted |  |  | 2 | ARCH-MME | TRUE | FALSE | FALSE
MI | Medical Imaging Equipment | GE | General |  | 004 | MIGE-004 | SHIELD: radiation, on ceiling track |  |  | 2 | ARCH-MME | TRUE | FALSE | FALSE
MI | Medical Imaging Equipment | GE | General |  | 005 | MIGE-005 | SHIELD: radiation, pendant mounted |  |  | 2 | ARCH-MME | TRUE | FALSE | TRUE
MI | Medical Imaging Equipment | GE | General |  | 006 | MIGE-006 | SHIELD: radiation, table mounted |  |  | 2 | ARCH-MME | TRUE | FALSE | FALSE
MI | Medical Imaging Equipment | GE | General |  | 011 | MIGE-011 | SAFE: radioactive material | MMMI-349 | SAFE: radioactive material | 2 | ARCH-FFE | TRUE | FALSE | FALSE
MI | Medical Imaging Equipment | GE | General |  | 016 | MIGE-016 | CONTAINER: radioactive material | MMMI-231 | CONTAINER: lead, PET/MRI | 2 | ARCH-FFE | TRUE | FALSE | FALSE
MI | Medical Imaging Equipment | GE | General |  | 021 | MIGE-021 | COUNTER: beta | MMMI-315 | COUNTER: beta | 3 | ARCH-FFE | TRUE | FALSE | FALSE
MI | Medical Imaging Equipment | GE | General |  | 022 | MIGE-022 | COUNTER: digital | MMMI-316 | COUNTER: digital | 3 | ARCH-FFE | TRUE | FALSE | FALSE
MI | Medical Imaging Equipment | GE | General |  | 023 | MIGE-023 | COUNTER: gamma | MMMI-317 | COUNTER: gamma | 3 | ARCH-FFE | TRUE | FALSE | FALSE
MI | Medical Imaging Equipment | GE | General |  | 024 | MIGE-024 | COUNTER: large volume well | MMMI-318 | COUNTER: large volume well | 3 | ARCH-FFE | TRUE | FALSE | FALSE
MI | Medical Imaging Equipment | GE | General |  | 026 | MIGE-026 | METER: radiation survey | MMMI-339 | METER: radiation survey | 3 | ARCH-FFE | TRUE | FALSE | FALSE
MI | Medical Imaging Equipment | GE | General |  | 041 | MIGE-041 | WARMER: contrast, benchtop | MMMI-377 | WARMER: contrast | 3 | ARCH-FFE | TRUE | FALSE | TRUE
MI | Medical Imaging Equipment | GE | General |  | 042 | MIGE-042 | WARMER: contrast, MRI compatible, benchtop |  |  | 3 | ARCH-FFE | TRUE | FALSE | FALSE
MI | Medical Imaging Equipment | GE | General |  | 046 | MIGE-046 | CONTROL CONSOLE: contrast injector, touch screen | MMMI-369 | DISPLAY SCREEN: contrast injector | 2 | ARCH-MME | TRUE | FALSE | TRUE
MI | Medical Imaging Equipment | GE | General |  | 047 | MIGE-047 | CONTROL CONSOLE: contrast injector, touch screen, MRI compatible |  |  | 2 | ARCH-MME | TRUE | FALSE | FALSE
MI | Medical Imaging Equipment | GE | General |  | 051 | MIGE-051 | INJECTOR: contrast, pedestal | MMMI-100 | INJECTOR: contrast, CT | 2 | ARCH-MME | TRUE | FALSE | TRUE
MI | Medical Imaging Equipment | GE | General |  | 052 | MIGE-052 | INJECTOR: contrast, MRI compatible, pedestal | MMMI-183 | INJECTOR: contrast, MRI | 2 | ARCH-MME | TRUE | FALSE | TRUE
MI | Medical Imaging Equipment | GE | General |  | 053 | MIGE-053 | INJECTOR: contrast, ceiling mounted | MMMI-107 | INJECTOR: contrast, CT, ceiling mounted | 2 | ARCH-MME | TRUE | FALSE | TRUE
MI | Medical Imaging Equipment | GE | General |  | 054 | MIGE-054 | INJECTOR: contrast, MRI compatible, ceiling mounted |  |  | 2 | ARCH-MME | TRUE | FALSE | FALSE
MI | Medical Imaging Equipment | GE | General |  | 055 | MIGE-055 | INJECTOR: contrast, table mounted | MMMI-108 | INJECTOR: contrast, table mounted | 2 | ARCH-MME | TRUE | FALSE | TRUE
MI | Medical Imaging Equipment | GE | General |  | 056 | MIGE-056 | INJECTOR: contrast, MRI compatible, table mounted |  |  | 2 | ARCH-MME | TRUE | FALSE | FALSE
MI | Medical Imaging Equipment | GE | General |  | 057 | MIGE-057 | INJECTOR: contrast, pendant mounted |  |  | 2 | ARCH-MME | TRUE | FALSE | FALSE
MI | Medical Imaging Equipment | GE | General |  | 071 | MIGE-071 | INJECTOR: radioisotope, automatic, mobile | MMMI-218 | LASER: positioning lights, PET/CT | 2 | ARCH-MME | TRUE | FALSE | FALSE
MI | Medical Imaging Equipment | GE | General |  | 076 | MIGE-076 | ACCESS PANEL: penetration, uptake room, pass-through for radioisotope injector | MMMI-219 | PASS THROUGH: injection port | 1 | INDES | TRUE | FALSE | FALSE
MI | Medical Imaging Equipment | MM | Mammography |  | 001 | MIMM-001 | IMAGING DEVICE: mammography | MMMI-159 | DEVICE: imaging, mammography | 2 | ARCH-MME | TRUE | FALSE | TRUE
MI | Medical Imaging Equipment | MM | Mammography |  | 002 | MIMM-002 | IMAGING DEVICE: mammography, biopsy, prone, with integrated table |  |  | 2 | ARCH-MME | TRUE | FALSE | FALSE
MI | Medical Imaging Equipment | MM | Mammography |  | 011 | MIMM-011 | CONTROL CONSOLE: mammography, single display screen, keyboard and mouse, control unit | MMMI-162 | CONSOLE: control, mammography | 2 | ARCH-MME | TRUE | FALSE | TRUE
MI | Medical Imaging Equipment | MM | Mammography |  | 016 | MIMM-016 | COMPUTER: mammography, central processing unit (CPU) |  |  | 2 | ARCH-MME | TRUE | FALSE | FALSE
MI | Medical Imaging Equipment | MM | Mammography |  | 041 | MIMM-041 | PHANTOM: mammography |  |  | 3 | ARCH-FFE | TRUE | FALSE | FALSE
MI | Medical Imaging Equipment | MM | Mammography |  | 046 | MIMM-046 | RACK: mammography paddles, wall mounted |  |  | 2 | ARCH-MME | TRUE | FALSE | TRUE
MI | Medical Imaging Equipment | MM | Mammography |  | 061 | MIMM-061 | DEVICE: mammography, vacuum biopsy |  |  | 3 | ARCH-MME | TRUE | FALSE | FALSE
MI | Medical Imaging Equipment | MM | Mammography |  | 062 | MIMM-062 | DEVICE: mammography, vacuum biopsy guidance system |  |  | 3 | ARCH-MME | TRUE | FALSE | FALSE
MI | Medical Imaging Equipment | MM | Mammography |  | 066 | MIMM-066 | DEVICE: mammography, specimen x-ray, benchtop |  |  | 3 | ARCH-MME | TRUE | FALSE | FALSE
MI | Medical Imaging Equipment | MM | Mammography |  | 067 | MIMM-067 | DEVICE: mammography, specimen x-ray, mobile |  |  | 3 | ARCH-MME | TRUE | FALSE | FALSE
MI | Medical Imaging Equipment | MO | Mobile Imaging |  | 001 | MIMO-001 | IMAGING DEVICE: c-arm/image intensifier, mobile | MMMI-354; MMMI-355 | FLUOROSCOPY IMAGING UNIT: mobile, C-Arm; FLUOROSCOPY IMAGING UNIT: mobile, Image Intensifier | 3 | ARCH-MME | TRUE | FALSE | FALSE
MI | Medical Imaging Equipment | MO | Mobile Imaging |  | 002 | MIMO-002 | CONTROL CONSOLE: c-arm/image intensifier, mobile |  |  | 3 | ARCH-MME | TRUE | FALSE | FALSE
MI | Medical Imaging Equipment | MO | Mobile Imaging |  | 011 | MIMO-011 | IMAGING DEVICE: general x-ray, mobile | MMMI-330 | DEVICE: imaging, X-Ray machine, mobile | 3 | ARCH-MME | TRUE | FALSE | FALSE
MI | Medical Imaging Equipment | MO | Mobile Imaging |  | 021 | MIMO-021 | IMAGING DEVICE: CT, mobile |  |  | 3 | ARCH-MME | TRUE | FALSE | FALSE
MI | Medical Imaging Equipment | MR | MRI Scanning |  | 001 | MIMR-001 | IMAGING DEVICE: MRI, gantry | MMMI-180 | DEVICE: imaging, magnet, MRI | 2 | ARCH-MME | TRUE | FALSE | TRUE
MI | Medical Imaging Equipment | MR | MRI Scanning |  | 002 | MIMR-002 | IMAGING DEVICE: MRI, gantry, low tesla |  |  | 2 | ARCH-MME | TRUE | FALSE | FALSE
MI | Medical Imaging Equipment | MR | MRI Scanning |  | 005 | MIMR-005 | CART: coil storage, MRI | MMMI-177 | CART: coil storage, MRI | 2 | ARCH-MME | TRUE | FALSE | FALSE
MI | Medical Imaging Equipment | MR | MRI Scanning |  | 006 | MIMR-006 | TABLE: patient, MRI | MMMI-191 | TABLE: patient, MRI | 2 | ARCH-MME | TRUE | FALSE | TRUE
MI | Medical Imaging Equipment | MR | MRI Scanning |  | 011 | MIMR-011 | CONTROL CONSOLE: MRI, dual display screens, keyboard and mouse, control unit, microphone and speaker, desktop | MMMI-202 | CONSOLE: control, MRI | 2 | ARCH-MME | TRUE | FALSE | TRUE
MI | Medical Imaging Equipment | MR | MRI Scanning |  | 016 | MIMR-016 | COMPUTER: MRI, central processing unit (CPU) | MMMI-193; MMMI-194 | COMPUTER: tower, acquisition, MRI; COMPUTER: tower, reporting, MRI | 2 | ARCH-MME | TRUE | FALSE | TRUE
MI | Medical Imaging Equipment | MR | MRI Scanning |  | 021 | MIMR-021 | SYSTEM CABINET: MRI | MMMI-189 | SYSTEM: imaging, MRI | 2 | ARCH-MME | TRUE | FALSE | FALSE
MI | Medical Imaging Equipment | MR | MRI Scanning |  | 022 | MIMR-022 | POWER SUPPLY UNIT: uninterruptable power supply (UPS), MRI |  |  | 2 | ARCH-MME | TRUE | FALSE | FALSE
MI | Medical Imaging Equipment | MR | MRI Scanning |  | 023 | MIMR-023 | BOARD: electrical distribution (EDB), MRI | MMMI-170 | BOARD: distribution, mains, MRI | 2 | ARCH-MME | TRUE | FALSE | FALSE
MI | Medical Imaging Equipment | MR | MRI Scanning |  | 031 | MIMR-031 | BUTTON: emergency stop, MRI | MMMI-172 | BUTTON: stop, MRI magnet | 1 | ARCH-MME | TRUE | FALSE | FALSE
MI | Medical Imaging Equipment | MR | MRI Scanning |  | 032 | MIMR-032 | BUTTON: quench, MRI | MMMI-197 | BUTTON: quench, MRI | 1 | ARCH-MME | TRUE | FALSE | TRUE
MI | Medical Imaging Equipment | MR | MRI Scanning |  | 036 | MIMR-036 | PIPE: quench, MRI | MMMI-185 | PIPE: quench, MRI | 1 | ARCH-MME | TRUE | FALSE | TRUE
MI | Medical Imaging Equipment | MR | MRI Scanning |  | 041 | MIMR-041 | TROLLEY: patient, transport, MRI compatible | MMMI-200 | TROLLEY: patient, transport, MRI Safe | 3 | ARCH-FFE | TRUE | FALSE | TRUE
MI | Medical Imaging Equipment | MR | MRI Scanning |  | 046 | MIMR-046 | MACHINE: anaesthetic, MRI compatible | MMMI-198 | MACHINE: anaesthetic, MRI Safe | 3 | ARCH-FFE | TRUE | FALSE | TRUE
MI | Medical Imaging Equipment | MR | MRI Scanning |  | 101 | MIMR-101 | CABIN: radio frequency shielding, faraday cage, MRI | MMMI-175 | CABIN: radio frequency, faraday cage, MRI | 1 | INDES | TRUE | FALSE | TRUE
MI | Medical Imaging Equipment | MR | MRI Scanning |  | 111 | MIMR-111 | ACCESS PANEL: penetration, MRI | MMMI-201 | PANEL: penetration, MRI | 1 | INDES | TRUE | FALSE | FALSE
MI | Medical Imaging Equipment | MR | MRI Scanning |  | 112 | MIMR-112 | ACCESS PANEL: penetration, waveguide port, MRI | MMMI-199 | PANEL: waveguide, MRI | 1 | INDES | TRUE | FALSE | TRUE
MI | Medical Imaging Equipment | MR | MRI Scanning | MIMR-001 | 01 | MIMR-001.01 | IMAGING DEVICE: MRI, gantry, 1.5T |  |  | 2 | ARCH-MME | TRUE | FALSE | FALSE
MI | Medical Imaging Equipment | MR | MRI Scanning | MIMR-001 | 02 | MIMR-001.02 | IMAGING DEVICE: MRI, gantry, 3T |  |  | 2 | ARCH-MME | TRUE | FALSE | FALSE
MI | Medical Imaging Equipment | MR | MRI Scanning | MIMR-002 | 01 | MIMR-002.01 | IMAGING DEVICE: MRI, gantry, low tesla, closed |  |  | 2 | ARCH-MME | TRUE | FALSE | FALSE
MI | Medical Imaging Equipment | MR | MRI Scanning | MIMR-002 | 02 | MIMR-002.02 | IMAGING DEVICE: MRI, gantry, low tesla, open |  |  | 2 | ARCH-MME | TRUE | FALSE | FALSE
MI | Medical Imaging Equipment | MR | MRI Scanning |  | 121 | MIMR-121 | BARRIER: MRI, retractable belt, wall mounted |  |  | 1 | DOOR | TRUE | FALSE | TRUE
MI | Medical Imaging Equipment | OC | OPG and Cone Beam CT |  | 001 | MIOC-001 | IMAGING DEVICE: orthopantomogram (OPG) | MMMI-324 | DEVICE: imaging, dental imaging unit (OPG/CEPH/CONE BEAM CT) | 2 | ARCH-MME | TRUE | FALSE | TRUE
MI | Medical Imaging Equipment | OC | OPG and Cone Beam CT |  | 011 | MIOC-011 | CONTROL PANEL: orthopantomogram (OPG), remote activation |  |  | 2 | ARCH-MME | TRUE | FALSE | TRUE
MI | Medical Imaging Equipment | OC | OPG and Cone Beam CT |  | 012 | MIOC-012 | CONTROL CONSOLE: orthopantomogram (OPG), single display screen, keyboard and mouse, control unit, desktop |  |  | 2 | ARCH-MME | TRUE | FALSE | FALSE
MI | Medical Imaging Equipment | OC | OPG and Cone Beam CT |  | 051 | MIOC-051 | IMAGING DEVICE: cone beam computed tomography (CBCT) |  |  | 2 | ARCH-MME | TRUE | FALSE | FALSE
MI | Medical Imaging Equipment | OC | OPG and Cone Beam CT |  | 061 | MIOC-061 | CONTROL PANEL: cone beam computed tomography (CBCT), remote activation |  |  | 2 | ARCH-MME | TRUE | FALSE | FALSE
MI | Medical Imaging Equipment | OC | OPG and Cone Beam CT |  | 062 | MIOC-062 | CONTROL CONSOLE: cone beam computed tomography (CBCT), single display screen, keyboard and mouse, control unit, desktop |  |  | 2 | ARCH-MME | TRUE | FALSE | FALSE
MI | Medical Imaging Equipment | PT | PET-CT and PET-MRI Scanning |  | 001 | MIPT-001 | IMAGING DEVICE: PET-CT | MMMI-207 | DEVICE: imaging, PET/CT | 2 | ARCH-MME | TRUE | FALSE | FALSE
MI | Medical Imaging Equipment | PT | PET-CT and PET-MRI Scanning |  | 006 | MIPT-006 | TABLE: patient, PET-CT | MMMI-217 | TABLE: patient, fixed, PET/CT | 2 | ARCH-MME | TRUE | FALSE | FALSE
MI | Medical Imaging Equipment | PT | PET-CT and PET-MRI Scanning |  | 008 | MIPT-008 | TABLE TOP: patient, PET-CT |  |  | 2 | ARCH-MME | TRUE | FALSE | FALSE
MI | Medical Imaging Equipment | PT | PET-CT and PET-MRI Scanning |  | 009 | MIPT-009 | TABLE TOP: patient, PET-CT, radiation therapy planning, flat pallet |  |  | 2 | ARCH-MME | TRUE | FALSE | FALSE
MI | Medical Imaging Equipment | PT | PET-CT and PET-MRI Scanning |  | 011 | MIPT-011 | CONTROL CONSOLE: PET-CT, dual display screens, keyboard and mouse, control unit, microphone and speaker, desktop | MMMI-206 | CONTROL UNIT: c/w display, control box and keyboard, PET/CT | 2 | ARCH-MME | TRUE | FALSE | FALSE
MI | Medical Imaging Equipment | PT | PET-CT and PET-MRI Scanning |  | 016 | MIPT-016 | COMPUTER: PET-CT, central processing unit (CPU) | MMMI-215; MMMI-216 | COMPUTER: tower, ICS, PET/CT; COMPUTER: tower, IRS, PET/CT | 2 | ARCH-MME | TRUE | FALSE | FALSE
MI | Medical Imaging Equipment | PT | PET-CT and PET-MRI Scanning |  | 021 | MIPT-021 | SYSTEM CABINET: PET-CT | MMMI-213 | SYSTEM: imaging, PET/CT | 2 | ARCH-MME | TRUE | FALSE | FALSE
MI | Medical Imaging Equipment | PT | PET-CT and PET-MRI Scanning |  | 022 | MIPT-022 | POWER SUPPLY UNIT: uninterruptable power supply (UPS), PET-CT | MMMI-204 | CABINET: PDC, including UPS, PET/CT | 2 | ARCH-MME | TRUE | FALSE | FALSE
MI | Medical Imaging Equipment | PT | PET-CT and PET-MRI Scanning |  | 023 | MIPT-023 | BOARD: electrical distribution (EDB), PET-CT | MMMI-214 | BOARD: distribution, mains, PET/CT | 2 | ARCH-MME | TRUE | FALSE | FALSE
MI | Medical Imaging Equipment | PT | PET-CT and PET-MRI Scanning |  | 041 | MIPT-041 | PHANTOM: PET-CT | MMMI-209 | PHANTOM: PET/CT | 3 | ARCH-FFE | TRUE | FALSE | FALSE
MI | Medical Imaging Equipment | PT | PET-CT and PET-MRI Scanning |  | 051 | MIPT-051 | IMAGING DEVICE: PET-MRI | MMMI-232 | DEVICE: imaging, magnet, PET/MRI | 2 | ARCH-MME | TRUE | FALSE | FALSE
MI | Medical Imaging Equipment | PT | PET-CT and PET-MRI Scanning |  | 055 | MIPT-055 | CART: coil storage, PET-MRI | MMMI-250 | CART: coil storage, PET/MRI | 2 | ARCH-MME | TRUE | FALSE | FALSE
MI | Medical Imaging Equipment | PT | PET-CT and PET-MRI Scanning |  | 056 | MIPT-056 | TABLE: patient, PET-MRI | MMMI-254 | TABLE: patient, fixed, PET/MRI | 2 | ARCH-MME | TRUE | FALSE | FALSE
MI | Medical Imaging Equipment | PT | PET-CT and PET-MRI Scanning |  | 058 | MIPT-058 | TABLE TOP: patient, PET-MRI |  |  | 2 | ARCH-MME | TRUE | FALSE | FALSE
MI | Medical Imaging Equipment | PT | PET-CT and PET-MRI Scanning |  | 059 | MIPT-059 | TABLE TOP: patient, PET-MRI, radiation therapy planning, flat pallet |  |  | 2 | ARCH-MME | TRUE | FALSE | FALSE
MI | Medical Imaging Equipment | PT | PET-CT and PET-MRI Scanning |  | 061 | MIPT-061 | CONTROL CONSOLE: PET-MRI, dual display screens, keyboard and mouse, control unit, microphone and speaker, desktop | MMMI-206 | CONTROL UNIT: c/w display, control box and keyboard, PET/CT | 2 | ARCH-MME | TRUE | FALSE | FALSE
MI | Medical Imaging Equipment | PT | PET-CT and PET-MRI Scanning |  | 066 | MIPT-066 | COMPUTER: PET-MRI, central processing unit (CPU) | MMMI-229; MMMI-230 | COMPUTER: tower, acquisition, PET/MRI; COMPUTER: tower, reporting, PET/MRI | 2 | ARCH-MME | TRUE | FALSE | FALSE
MI | Medical Imaging Equipment | PT | PET-CT and PET-MRI Scanning |  | 071 | MIPT-071 | SYSTEM CABINET: PET-MRI | MMMI-213 | SYSTEM: imaging, PET/CT | 2 | ARCH-MME | TRUE | FALSE | FALSE
MI | Medical Imaging Equipment | PT | PET-CT and PET-MRI Scanning |  | 072 | MIPT-072 | POWER SUPPLY UNIT: uninterruptable power supply (UPS), PET-MRI | MMMI-204 | CABINET: PDC, including UPS, PET/CT | 2 | ARCH-MME | TRUE | FALSE | FALSE
MI | Medical Imaging Equipment | PT | PET-CT and PET-MRI Scanning |  | 073 | MIPT-073 | BOARD: electrical distribution (EDB), PET-MRI | MMMI-251 | BOARD: distribution, mains, PET/MRI | 2 | ARCH-MME | TRUE | FALSE | FALSE
MI | Medical Imaging Equipment | PT | PET-CT and PET-MRI Scanning |  | 081 | MIPT-081 | BUTTON: emergency stop, PET-MRI | MMMI-227 | BUTTON: stop, PET/MRI magnet | 1 | ARCH-MME | TRUE | FALSE | FALSE
MI | Medical Imaging Equipment | PT | PET-CT and PET-MRI Scanning |  | 082 | MIPT-082 | BUTTON: quench, PET-MRI |  |  | 1 | ARCH-MME | TRUE | FALSE | FALSE
MI | Medical Imaging Equipment | PT | PET-CT and PET-MRI Scanning |  | 086 | MIPT-086 | PIPE: quench, PET-MRI | MMMI-236 | PIPE: quench, PET/MRI | 1 | ARCH-MME | TRUE | FALSE | FALSE
MI | Medical Imaging Equipment | PT | PET-CT and PET-MRI Scanning |  | 091 | MIPT-091 | PHANTOM: PET-MRI |  |  | 3 | ARCH-FFE | TRUE | FALSE | FALSE
MI | Medical Imaging Equipment | SP | SPECT-CT and Gamma Camera |  | 001 | MISP-001 | IMAGING DEVICE: SPECT-CT | MMMI-262 | DEVICE: nuclear medicine, SPECT/CT | 2 | ARCH-MME | TRUE | FALSE | FALSE
MI | Medical Imaging Equipment | SP | SPECT-CT and Gamma Camera |  | 006 | MISP-006 | TABLE: patient, SPECT-CT | MMMI-267 | TABLE: patient handling system, pivot, SPECT/CT | 2 | ARCH-MME | TRUE | FALSE | FALSE
MI | Medical Imaging Equipment | SP | SPECT-CT and Gamma Camera |  | 009 | MISP-009 | CART: collimator, SPECT-CT | MMMI-264 | CART: collimator, SPECT/CT | 2 | ARCH-MME | TRUE | FALSE | FALSE
MI | Medical Imaging Equipment | SP | SPECT-CT and Gamma Camera |  | 011 | MISP-011 | CONTROL CONSOLE: SPECT-CT, dual display screens, keyboard and mouse, control unit, microphone and speaker, desktop | MMMI-274 | CONSOLE: control, SPECT/CT | 2 | ARCH-MME | TRUE | FALSE | FALSE
MI | Medical Imaging Equipment | SP | SPECT-CT and Gamma Camera |  | 016 | MISP-016 | COMPUTER: SPECT-CT, central processing unit (CPU) | MMMI-269; MMMI-270 | COMPUTER: tower, acquisition, SPECT/CT; COMPUTER: tower, reporting, SPECT/CT | 2 | ARCH-MME | TRUE | FALSE | FALSE
MI | Medical Imaging Equipment | SP | SPECT-CT and Gamma Camera |  | 021 | MISP-021 | SYSTEM CABINET: SPECT-CT |  |  | 2 | ARCH-MME | TRUE | FALSE | FALSE
MI | Medical Imaging Equipment | SP | SPECT-CT and Gamma Camera |  | 022 | MISP-022 | POWER SUPPLY UNIT: uninterruptable power supply (UPS), SPECT-CT |  |  | 2 | ARCH-MME | TRUE | FALSE | FALSE
MI | Medical Imaging Equipment | SP | SPECT-CT and Gamma Camera |  | 023 | MISP-023 | BOARD: electrical distribution (EDB), SPECT-CT | MMMI-265 | BOARD: distribution, mains, SPECT/CT | 2 | ARCH-MME | TRUE | FALSE | FALSE
MI | Medical Imaging Equipment | SP | SPECT-CT and Gamma Camera |  | 024 | MISP-024 | COOLING UNIT: SPECT-CT |  |  | 2 | ARCH-MME | TRUE | FALSE | FALSE
MI | Medical Imaging Equipment | SP | SPECT-CT and Gamma Camera |  | 041 | MISP-041 | PHANTOM: SPECT-CT | MMMI-273 | PHANTOM: SPECT/CT | 3 | ARCH-FFE | TRUE | FALSE | FALSE
MI | Medical Imaging Equipment | SP | SPECT-CT and Gamma Camera |  | 051 | MISP-051 | IMAGING DEVICE: gamma camera | MMMI-140; MMMI-138 | SYSTEM: nuclear medicine, gamma camera imaging unit; DEVICE: imaging, gamma camera | 2 | ARCH-MME | TRUE | FALSE | FALSE
MI | Medical Imaging Equipment | SP | SPECT-CT and Gamma Camera |  | 056 | MISP-056 | TABLE: patient, gamma camera | MMMI-142 | TABLE: patient handling system, pivot, gamma camera | 2 | ARCH-MME | TRUE | FALSE | FALSE
MI | Medical Imaging Equipment | SP | SPECT-CT and Gamma Camera |  | 059 | MISP-059 | CART: collimator, gamma camera | MMMI-143 | CART: collimator, gamma camera | 2 | ARCH-MME | TRUE | FALSE | FALSE
MI | Medical Imaging Equipment | SP | SPECT-CT and Gamma Camera |  | 061 | MISP-061 | CONTROL CONSOLE: gamma camera, dual display screens, keyboard and mouse, control unit, microphone and speaker, desktop |  |  | 2 | ARCH-MME | TRUE | FALSE | FALSE
MI | Medical Imaging Equipment | SP | SPECT-CT and Gamma Camera |  | 066 | MISP-066 | COMPUTER: gamma camera, central processing unit (CPU) | MMMI-136; MMMI-137 | COMPUTER: tower, acquisition, gamma camera; COMPUTER: tower, reporting, gamma camera | 2 | ARCH-MME | TRUE | FALSE | FALSE
MI | Medical Imaging Equipment | SP | SPECT-CT and Gamma Camera |  | 071 | MISP-071 | SYSTEM CABINET: gamma camera |  |  | 2 | ARCH-MME | TRUE | FALSE | FALSE
MI | Medical Imaging Equipment | SP | SPECT-CT and Gamma Camera |  | 072 | MISP-072 | POWER SUPPLY UNIT: uninterruptable power supply (UPS), gamma camera |  |  | 2 | ARCH-MME | TRUE | FALSE | FALSE
MI | Medical Imaging Equipment | SP | SPECT-CT and Gamma Camera |  | 073 | MISP-073 | BOARD: electrical distribution (EDB), gamma camera | MMMI-144 | BOARD: distribution, mains, gamma camera | 2 | ARCH-MME | TRUE | FALSE | FALSE
MI | Medical Imaging Equipment | SP | SPECT-CT and Gamma Camera |  | 074 | MISP-074 | COOLING UNIT: gamma camera |  |  | 2 | ARCH-MME | TRUE | FALSE | FALSE
MI | Medical Imaging Equipment | SP | SPECT-CT and Gamma Camera |  | 091 | MISP-091 | PHANTOM: gamma camera |  |  | 3 | ARCH-FFE | TRUE | FALSE | FALSE
MI | Medical Imaging Equipment | US | Ultrasound |  | 001 | MIUS-001 | IMAGING DEVICE: ultrasound | MMMI-329 | DEVICE: imaging, ultrasound scanning unit | 2 | ARCH-MME | TRUE | FALSE | TRUE
MI | Medical Imaging Equipment | US | Ultrasound |  | 002 | MIUS-002 | IMAGING DEVICE: ultrasound, point of care, portable |  |  | 3 | ARCH-FFE | TRUE | FALSE | FALSE
MI | Medical Imaging Equipment | US | Ultrasound |  | 003 | MIUS-003 | IMAGING DEVICE: ultrasound, bladder scanner | MMMI-353 | DEVICE: imaging, ultrasound, bladder scanner | 3 | ARCH-FFE | TRUE | FALSE | FALSE
MI | Medical Imaging Equipment | US | Ultrasound |  | 011 | MIUS-011 | RACK: ultrasound probes, wall mounted | FIHR-055 | RACK: scanhead | 2 | ARCH-FFE | TRUE | FALSE | TRUE
MI | Medical Imaging Equipment | US | Ultrasound |  | 021 | MIUS-021 | DEVICE: warmer, ultrasound gel, benchtop | MMMI-376 | WARMER: gel | 3 | ARCH-FFE | TRUE | FALSE | TRUE
MI | Medical Imaging Equipment | US | Ultrasound |  | 051 | MIUS-051 | IMAGING DEVICE: echocardiography | MMMI-325 | DEVICE: imaging, echocardiography machine | 2 | ARCH-MME | TRUE | FALSE | TRUE
MI | Medical Imaging Equipment | XR | General X-ray |  | 001 | MIXR-001 | IMAGING DEVICE: general x-ray, tube head, ceiling suspended | MMMI-289 | STAND: ceiling, with traverse bridge, general X-Ray | 2 | ARCH-MME | TRUE | FALSE | TRUE
MI | Medical Imaging Equipment | XR | General X-ray |  | 002 | MIXR-002 | IMAGING DEVICE: general x-ray, tube head, floor mounted |  |  | 2 | ARCH-MME | TRUE | FALSE | FALSE
MI | Medical Imaging Equipment | XR | General X-ray |  | 005 | MIXR-005 | IMAGING DEVICE: general x-ray, wall bucky, fixed | MMMI-283 | BUCKY: wall, general X-Ray | 2 | ARCH-MME | TRUE | FALSE | TRUE
MI | Medical Imaging Equipment | XR | General X-ray |  | 006 | MIXR-006 | IMAGING DEVICE: general x-ray, wall bucky, on track |  |  | 2 | ARCH-MME | TRUE | FALSE | FALSE
MI | Medical Imaging Equipment | XR | General X-ray |  | 007 | MIXR-007 | IMAGING DEVICE: general x-ray, table bucky, fixed |  |  | 2 | ARCH-MME | TRUE | FALSE | FALSE
MI | Medical Imaging Equipment | XR | General X-ray |  | 009 | MIXR-009 | TABLE: patient, general x-ray | MMMI-294; MMMI-293 | TABLE: static, general X-Ray; TABLE: floating top, general X-Ray | 2 | ARCH-MME | TRUE | FALSE | TRUE
MI | Medical Imaging Equipment | XR | General X-ray |  | 011 | MIXR-011 | CONTROL PANEL: general x-ray, remote activation | MMMI-288 | REMOTE-CONTROL: Wireless, general X-Ray | 2 | ARCH-MME | TRUE | FALSE | FALSE
MI | Medical Imaging Equipment | XR | General X-ray |  | 012 | MIXR-012 | CONTROL CONSOLE: general x-ray, dual display screens, keyboard and mouse, control unit, desktop | MMMI-285 | CONSOLE: control, general X-Ray | 2 | ARCH-MME | TRUE | FALSE | TRUE
MI | Medical Imaging Equipment | XR | General X-ray |  | 016 | MIXR-016 | COMPUTER: general x-ray, central processing unit (CPU) |  |  | 2 | ARCH-MME | TRUE | FALSE | TRUE
MI | Medical Imaging Equipment | XR | General X-ray |  | 021 | MIXR-021 | SYSTEM CABINET: general x-ray | MMMI-292 | SYSTEM: imaging, X-Ray unit, general purpose | 2 | ARCH-MME | TRUE | FALSE | FALSE
MI | Medical Imaging Equipment | XR | General X-ray |  | 022 | MIXR-022 | POWER SUPPLY UNIT: uninterruptable power supply (UPS), general x-ray |  |  | 2 | ARCH-MME | TRUE | FALSE | FALSE
MI | Medical Imaging Equipment | XR | General X-ray |  | 023 | MIXR-023 | BOARD: electrical distribution (EDB), general x-ray |  |  | 2 | ARCH-MME | TRUE | FALSE | TRUE
MI | Medical Imaging Equipment | XR | General X-ray |  | 025 | MIXR-025 | GENERATOR: general x-ray, floor standing | MMMI-287 | GENERATOR: cabinet, general X-Ray | 2 | ARCH-MME | TRUE | FALSE | TRUE
MI | Medical Imaging Equipment | XR | General X-ray |  | 031 | MIXR-031 | DEVICE: general x-ray, detector |  |  | 2 | ARCH-MME | TRUE | FALSE | FALSE
MI | Medical Imaging Equipment | XR | General X-ray |  | 032 | MIXR-032 | BRACKET: general x-ray, detector, wall mounted |  |  | 2 | ARCH-MME | TRUE | FALSE | FALSE
MI | Medical Imaging Equipment | XR | General X-ray |  | 034 | MIXR-034 | CHARGER: general x-ray, detector, battery, desktop | MMMI-284 | CHARGER: detector battery, general X-Ray | 2 | ARCH-MME | TRUE | FALSE | TRUE
MI | Medical Imaging Equipment | XR | General X-ray |  | 035 | MIXR-035 | CHARGER: general x-ray, detector, battery, wall mounted |  |  | 2 | ARCH-MME | TRUE | FALSE | FALSE
MI | Medical Imaging Equipment | XR | General X-ray |  | 041 | MIXR-041 | STAND: general x-ray, image stitching, lead ruler, mobile | MMMI-295 | SCREEN: imaging stitching barrier | 2 | ARCH-MME | TRUE | FALSE | TRUE
MI | Medical Imaging Equipment | XR | General X-ray |  | 026 | MIXR-026 | GENERATOR: general x-ray, wall mounted |  |  | 2 | ARCH-MME | TRUE | FALSE | TRUE
MI | Medical Imaging Equipment | XR | General X-ray |  | 033 | MIXR-033 | HOLDER: general x-ray, detector, floor standing |  |  | 3 | ARCH-FFE | TRUE | FALSE | TRUE
MM | Medical and Laboratory Equipment | AH | Allied Health Equipment |  | 011 | MMAH-011 | DEVICE: continuous passive motion (CPM), lower limb | MMAH-011 | DEVICE: continuous passive motion (CPM) | 3 | ARCH-FFE | TRUE | FALSE | FALSE
MM | Medical and Laboratory Equipment | AH | Allied Health Equipment |  | 012 | MMAH-012 | DEVICE: continuous passive motion (CPM), upper limb | MMAH-012 | DEVICE: continuous passive motion (CPM), hand and fingers | 3 | ARCH-FFE | TRUE | FALSE | FALSE
MM | Medical and Laboratory Equipment | AH | Allied Health Equipment |  | 051 | MMAH-051 | EXERCISE MACHINE: stationary bicycle | MMAH-002 | BICYCLE: exercise | 3 | ARCH-FFE | TRUE | FALSE | FALSE
MM | Medical and Laboratory Equipment | AH | Allied Health Equipment |  | 052 | MMAH-052 | EXERCISE MACHINE: stationary bicycle, recumbent | MMAH-003 | BICYCLE: exercise, recumbent | 3 | ARCH-FFE | TRUE | FALSE | FALSE
MM | Medical and Laboratory Equipment | AH | Allied Health Equipment |  | 053 | MMAH-053 | EXERCISE MACHINE: stationary bicycle, bariatric |  |  | 3 | ARCH-FFE | TRUE | FALSE | FALSE
MM | Medical and Laboratory Equipment | AH | Allied Health Equipment |  | 061 | MMAH-061 | EXERCISE MACHINE: rowing | MMAH-019 | MACHINE: rowing | 3 | ARCH-FFE | TRUE | FALSE | FALSE
MM | Medical and Laboratory Equipment | AH | Allied Health Equipment |  | 066 | MMAH-066 | EXERCISE MACHINE: stepping | MMAH-020 | MACHINE: stepping | 3 | ARCH-FFE | TRUE | FALSE | FALSE
MM | Medical and Laboratory Equipment | AH | Allied Health Equipment |  | 071 | MMAH-071 | EXERCISE MACHINE: treadmill | MMAH-027 | TREADMILL: automatic | 3 | ARCH-FFE | TRUE | FALSE | TRUE
MM | Medical and Laboratory Equipment | AH | Allied Health Equipment |  | 076 | MMAH-076 | EXERCISE MACHINE: ergometer, upper body | MMAH-016 | ERGOMETER: arm | 3 | ARCH-FFE | TRUE | FALSE | FALSE
MM | Medical and Laboratory Equipment | AH | Allied Health Equipment |  | 101 | MMAH-101 | PARALLEL BARS: height adjustable, manual | MMAH-001 | BARS: parallel | 3 | ARCH-FFE | TRUE | FALSE | FALSE
MM | Medical and Laboratory Equipment | AH | Allied Health Equipment |  | 106 | MMAH-106 | PARALLEL BARS: height adjustable, electric | MMAH-041 | BARS: parallel, electric, bariatric | 2 | ARCH-FFE | TRUE | FALSE | FALSE
MM | Medical and Laboratory Equipment | AH | Allied Health Equipment |  | 111 | MMAH-111 | STEPS: rehabilitation, straight, single sided | MMAH-024 | STAIRS: exercise, straight | 3 | ARCH-FFE | TRUE | FALSE | FALSE
MM | Medical and Laboratory Equipment | AH | Allied Health Equipment |  | 112 | MMAH-112 | STEPS: rehabilitation, straight, double sided |  |  | 3 | ARCH-FFE | TRUE | FALSE | FALSE
MM | Medical and Laboratory Equipment | AH | Allied Health Equipment |  | 116 | MMAH-116 | STEPS: rehabilitation, corner | MMAH-044 | STAIRS: exercise, 90 degree | 3 | ARCH-FFE | TRUE | FALSE | FALSE
MM | Medical and Laboratory Equipment | AH | Allied Health Equipment |  | 141 | MMAH-141 | WEIGHTS: ankle/wrist set | MMAH-029 | WEIGHTS: ankle/wrist | 3 | ARCH-FFE | TRUE | FALSE | FALSE
MM | Medical and Laboratory Equipment | AH | Allied Health Equipment |  | 146 | MMAH-146 | WEIGHTS: dumbbell set, with rack, floor standing | FIHR-061 | RACK: weights | 3 | ARCH-FFE | TRUE | FALSE | FALSE
MM | Medical and Laboratory Equipment | AH | Allied Health Equipment |  | 147 | MMAH-147 | WEIGHTS: dumbbell set, with rack, wall mounted |  |  | 1 | ARCH-FFE | TRUE | FALSE | FALSE
MM | Medical and Laboratory Equipment | AH | Allied Health Equipment |  | 151 | MMAH-151 | WEIGHTS: barbell set, with rack, floor standing |  |  | 3 | ARCH-FFE | TRUE | FALSE | FALSE
MM | Medical and Laboratory Equipment | AH | Allied Health Equipment |  | 152 | MMAH-152 | WEIGHTS: barbell set, with rack, wall mounted |  |  | 1 | ARCH-FFE | TRUE | FALSE | FALSE
MM | Medical and Laboratory Equipment | AH | Allied Health Equipment |  | 156 | MMAH-156 | WEIGHTS: barbell and dumbbell set, with rack, floor standing | MMAH-030 | WEIGHTS: barbell/dumbbell set | 3 | ARCH-FFE | TRUE | FALSE | FALSE
MM | Medical and Laboratory Equipment | AH | Allied Health Equipment |  | 157 | MMAH-157 | WEIGHTS: barbell and dumbbell set, with rack, wall mounted |  |  | 3 | ARCH-FFE | TRUE | FALSE | FALSE
MM | Medical and Laboratory Equipment | AH | Allied Health Equipment |  | 161 | MMAH-161 | WEIGHTS: pulley, wall mounted | MMAH-031 | WEIGHTS: pulley, wall mount | 2 | ARCH-FFE | TRUE | FALSE | FALSE
MM | Medical and Laboratory Equipment | AH | Allied Health Equipment |  | 162 | MMAH-162 | WEIGHTS: pulley, floor mounted | MMAH-040 | MACHINE: weights pully | 2 | ARCH-FFE | TRUE | FALSE | FALSE
MM | Medical and Laboratory Equipment | AH | Allied Health Equipment |  | 171 | MMAH-171 | PLINTH: treatment, electric | MMAH-038 | PLINTH: single, electric | 3 | ARCH-FFE | TRUE | FALSE | FALSE
MM | Medical and Laboratory Equipment | AH | Allied Health Equipment |  | 176 | MMAH-176 | PLINTH: treatment, electric, wide | MMAH-033; MMAH-037 | PLINTH: double width; PLINTH: double, electric | 3 | ARCH-FFE | TRUE | FALSE | FALSE
MM | Medical and Laboratory Equipment | AH | Allied Health Equipment |  | 181 | MMAH-181 | PLATFORM: gait analysis observation | MMAH-034 | PLATFORM: gait analysis observation | 3 | ARCH-FFE | TRUE | FALSE | FALSE
MM | Medical and Laboratory Equipment | AH | Allied Health Equipment |  | 191 | MMAH-191 | LIFTER: patient, standing transfer aid |  |  | 3 | ARCH-FFE | TRUE | FALSE | FALSE
MM | Medical and Laboratory Equipment | AH | Allied Health Equipment |  | 196 | MMAH-196 | BENCH SEAT: freestanding, patient transfer aid |  |  | 3 | ARCH-FFE | TRUE | FALSE | FALSE
MM | Medical and Laboratory Equipment | AH | Allied Health Equipment |  | 201 | MMAH-201 | BOOTH: audiometric, integrated system | MMAH-005 | BOOTH: audiometric | 1 | ARCH-FFE | TRUE | FALSE | FALSE
MM | Medical and Laboratory Equipment | AH | Allied Health Equipment |  | 207 | MMAH-207 | SPEAKER: audiology, wall mounted | ITAV-061 | SPEAKER: audiology | 1 | ARCH-FFE | TRUE | FALSE | FALSE
MM | Medical and Laboratory Equipment | AH | Allied Health Equipment |  | 208 | MMAH-208 | SPEAKER: audiology, floor standing |  |  | 1 | ARCH-FFE | TRUE | FALSE | FALSE
MM | Medical and Laboratory Equipment | AH | Allied Health Equipment |  | 211 | MMAH-211 | CONTROL CONSOLE: audiology, audiometric booth | MMAH-036 | CONSOLE: control, audiometric booth | 3 | ARCH-FFE | TRUE | FALSE | FALSE
MM | Medical and Laboratory Equipment | AH | Allied Health Equipment |  | 216 | MMAH-216 | DEVICE: audiology, tympanometer | MMAH-042 | DEVICE: tympanometer | 3 | ARCH-FFE | TRUE | FALSE | FALSE
MM | Medical and Laboratory Equipment | AH | Allied Health Equipment |  | 217 | MMAH-217 | DEVICE: audiology, visual reinforcement audiometry | MMAH-043 | DEVICE: visual reinforcement audiometry | 3 | ARCH-FFE | TRUE | FALSE | FALSE
MM | Medical and Laboratory Equipment | AH | Allied Health Equipment |  | 251 | MMAH-251 | DEVICE: podiatry, drill | MMAH-015 | DRILL: podiatry | 3 | ARCH-FFE | TRUE | FALSE | FALSE
MM | Medical and Laboratory Equipment | AH | Allied Health Equipment |  | 261 | MMAH-261 | TABLE: hand therapy, adjustable height | FQTA-084 | TABLE: adjustable height, hand therapy | 3 | ARCH-FFE | TRUE | FALSE | FALSE
MM | Medical and Laboratory Equipment | AH | Allied Health Equipment |  | 271 | MMAH-271 | DEVICE: hand therapy, pan, splint moulding, water bath | MMAH-021 | PAN: splint, molding | 3 | ARCH-FFE | TRUE | FALSE | FALSE
MM | Medical and Laboratory Equipment | AH | Allied Health Equipment |  | 301 | MMAH-301 | POOL COVER: auto-operated, hydrotherapy | MMAH-032 | BLANKET: pool, auto-operated | 1 | ARCH-FFE | TRUE | FALSE | FALSE
MM | Medical and Laboratory Equipment | AH | Allied Health Equipment |  | 311 | MMAH-311 | LIFTER: patient, pool transfer, hydrotherapy | MMAH-017 | HOIST: pool, hydraulic | 1 | ARCH-FFE | TRUE | FALSE | FALSE
MM | Medical and Laboratory Equipment | BE | Beds and Transport Equipment |  | 031 | MMBE-031 | SLIDE: patient transfer |  |  | 3 | ARCH-FFE | TRUE | FALSE | TRUE
MM | Medical and Laboratory Equipment | BE | Beds and Transport Equipment |  | 036 | MMBE-036 | HOVER MAT: patient transfer |  |  | 3 | ARCH-FFE | TRUE | FALSE | FALSE
MM | Medical and Laboratory Equipment | BE | Beds and Transport Equipment |  | 081 | MMBE-081 | WHEELCHAIR: patient | MMBE-045 | WHEELCHAIR | 3 | ARCH-FFE | TRUE | FALSE | TRUE
MM | Medical and Laboratory Equipment | BE | Beds and Transport Equipment |  | 082 | MMBE-082 | WHEELCHAIR: patient, bariatric | MMBE-050 | WHEELCHAIR: bariatric | 3 | ARCH-FFE | TRUE | FALSE | TRUE
MM | Medical and Laboratory Equipment | BE | Beds and Transport Equipment |  | 091 | MMBE-091 | CHAIR: patient, recliner, clinical, electric | MMGE-023 | CHAIR: recliner, clinical, electric | 3 | ARCH-FFE | TRUE | FALSE | TRUE
MM | Medical and Laboratory Equipment | BE | Beds and Transport Equipment |  | 092 | MMBE-092 | CHAIR: patient, recliner, clinical, electric, bariatric |  |  | 3 | ARCH-FFE | TRUE | FALSE | FALSE
MM | Medical and Laboratory Equipment | BE | Beds and Transport Equipment |  | 094 | MMBE-094 | CHAIR: patient, recliner, clinical, phlebotomy, electric |  |  | 3 | ARCH-FFE | TRUE | FALSE | FALSE
MM | Medical and Laboratory Equipment | BE | Beds and Transport Equipment |  | 101 | MMBE-101 | BED: patient, electric, with mattress |  |  | 3 | ARCH-FFE | TRUE | FALSE | TRUE
MM | Medical and Laboratory Equipment | BE | Beds and Transport Equipment |  | 102 | MMBE-102 | BED: patient, electric, with mattress, bariatric |  |  | 3 | ARCH-FFE | TRUE | FALSE | TRUE
MM | Medical and Laboratory Equipment | BE | Beds and Transport Equipment |  | 103 | MMBE-103 | BED: patient, electric, with mattress, paediatric |  |  | 3 | ARCH-FFE | TRUE | FALSE | FALSE
MM | Medical and Laboratory Equipment | BE | Beds and Transport Equipment |  | 111 | MMBE-111 | BED: patient, electric, with mattress, emergency |  |  | 3 | ARCH-FFE | TRUE | FALSE | TRUE
MM | Medical and Laboratory Equipment | BE | Beds and Transport Equipment |  | 116 | MMBE-116 | BED: patient, electric, with mattress, intensive care |  |  | 3 | ARCH-FFE | TRUE | FALSE | TRUE
MM | Medical and Laboratory Equipment | BE | Beds and Transport Equipment |  | 117 | MMBE-117 | BED: patient, electric, with mattress, intensive care, bariatric |  |  | 3 | ARCH-FFE | TRUE | FALSE | FALSE
MM | Medical and Laboratory Equipment | BE | Beds and Transport Equipment |  | 121 | MMBE-121 | BED: patient, electric, with mattress, holding/recovery |  |  | 3 | ARCH-FFE | TRUE | FALSE | FALSE
MM | Medical and Laboratory Equipment | BE | Beds and Transport Equipment |  | 126 | MMBE-126 | BED: patient, electric, with mattress, birthing |  |  | 3 | ARCH-FFE | TRUE | FALSE | FALSE
MM | Medical and Laboratory Equipment | BE | Beds and Transport Equipment |  | 131 | MMBE-131 | BED: patient, electric, with mattress, aged care |  |  | 3 | ARCH-FFE | TRUE | FALSE | FALSE
MM | Medical and Laboratory Equipment | BE | Beds and Transport Equipment |  | 141 | MMBE-141 | BED: patient, electric, with mattress, mental health |  |  | 3 | ARCH-FFE | TRUE | FALSE | TRUE
MM | Medical and Laboratory Equipment | BE | Beds and Transport Equipment |  | 146 | MMBE-146 | BED: patient, fixed, with mattress, mental health |  |  | 3 | ARCH-FFE | TRUE | FALSE | FALSE
MM | Medical and Laboratory Equipment | BE | Beds and Transport Equipment |  | 151 | MMBE-151 | TROLLEY: patient, transport |  |  | 3 | ARCH-FFE | TRUE | FALSE | TRUE
MM | Medical and Laboratory Equipment | BE | Beds and Transport Equipment |  | 156 | MMBE-156 | TROLLEY: patient, examination |  |  | 3 | ARCH-FFE | TRUE | FALSE | TRUE
MM | Medical and Laboratory Equipment | BE | Beds and Transport Equipment |  | 161 | MMBE-161 | TROLLEY: patient, shower, hydraulic | FQSM-033 | TROLLEY: shower | 3 | ARCH-FFE | TRUE | FALSE | FALSE
MM | Medical and Laboratory Equipment | BE | Beds and Transport Equipment |  | 162 | MMBE-162 | TROLLEY: patient, shower, electric |  |  | 3 | ARCH-FFE | TRUE | FALSE | FALSE
MM | Medical and Laboratory Equipment | BE | Beds and Transport Equipment |  | 171 | MMBE-171 | COUCH: examination, electric |  |  | 3 | ARCH-FFE | TRUE | FALSE | TRUE
MM | Medical and Laboratory Equipment | BE | Beds and Transport Equipment |  | 172 | MMBE-172 | COUCH: examination, electric, bariatric |  |  | 3 | ARCH-FFE | TRUE | FALSE | TRUE
MM | Medical and Laboratory Equipment | BE | Beds and Transport Equipment |  | 181 | MMBE-181 | MATTRESS: patient |  |  | 3 | ARCH-FFE | TRUE | FALSE | FALSE
MM | Medical and Laboratory Equipment | BE | Beds and Transport Equipment |  | 182 | MMBE-182 | MATTRESS: patient, bariatric |  |  | 3 | ARCH-FFE | TRUE | FALSE | FALSE
MM | Medical and Laboratory Equipment | BE | Beds and Transport Equipment |  | 186 | MMBE-186 | MATTRESS: patient, pressure relieving | MMGE-052 | MATTRESS: pressure relieving | 3 | ARCH-FFE | TRUE | FALSE | FALSE
MM | Medical and Laboratory Equipment | BE | Beds and Transport Equipment |  | 187 | MMBE-187 | MATTRESS: patient, pressure relieving, bariatric |  |  | 3 | ARCH-FFE | TRUE | FALSE | FALSE
MM | Medical and Laboratory Equipment | BE | Beds and Transport Equipment |  | 191 | MMBE-191 | MOVER: bed, electric |  |  | 3 | ARCH-FFE | TRUE | FALSE | FALSE
MM | Medical and Laboratory Equipment | BE | Beds and Transport Equipment |  | 192 | MMBE-192 | MOVER: bed, electric, bariatric |  |  | 3 | ARCH-FFE | TRUE | FALSE | FALSE
MM | Medical and Laboratory Equipment | BE | Beds and Transport Equipment |  | 200 | MMBE-200 | TRANSFER AID: patient lifter, mobile |  |  | 3 | ARCH-FFE | TRUE | FALSE | FALSE
MM | Medical and Laboratory Equipment | BE | Beds and Transport Equipment |  | 201 | MMBE-201 | TRANSFER AID: patient lifter, mobile, bariatric |  |  | 3 | ARCH-FFE | TRUE | FALSE | FALSE
MM | Medical and Laboratory Equipment | BE | Beds and Transport Equipment |  | 206 | MMBE-206 | TRANSFER AID: patient lifter, supine, mobile | MMGE-046 | JORDAN FRAME: | 3 | ARCH-FFE | TRUE | FALSE | FALSE
MM | Medical and Laboratory Equipment | BE | Beds and Transport Equipment |  | 207 | MMBE-207 | TRANSFER AID: patient lifter, supine, mobile, bariatric |  |  | 3 | ARCH-FFE | TRUE | FALSE | FALSE
MM | Medical and Laboratory Equipment | BE | Beds and Transport Equipment |  | 211 | MMBE-211 | TRACK: patient lifter, fixed, ceiling mounted |  |  | 1 | ARCH-FFE | TRUE | FALSE | TRUE
MM | Medical and Laboratory Equipment | BE | Beds and Transport Equipment |  | 212 | MMBE-212 | TRACK: patient lifter, fixed, ceiling mounted, bariatric |  |  | 1 | ARCH-FFE | TRUE | FALSE | FALSE
MM | Medical and Laboratory Equipment | BE | Beds and Transport Equipment |  | 221 | MMBE-221 | TRACK: patient lifter, traverse H-track, ceiling mounted |  |  | 1 | ARCH-FFE | TRUE | FALSE | FALSE
MM | Medical and Laboratory Equipment | BE | Beds and Transport Equipment |  | 222 | MMBE-222 | TRACK: patient lifter, traverse H-track, ceiling mounted, bariatric |  |  | 1 | ARCH-FFE | TRUE | FALSE | TRUE
MM | Medical and Laboratory Equipment | BE | Beds and Transport Equipment |  | 231 | MMBE-231 | TRACK: patient lifter, linking mechanism, ceiling mounted |  |  | 1 | ARCH-FFE | TRUE | FALSE | TRUE
MM | Medical and Laboratory Equipment | BE | Beds and Transport Equipment |  | 251 | MMBE-251 | CASSETTE MOTOR: patient lifter, for ceiling mounted system |  |  | 1 | ARCH-FFE | TRUE | FALSE | TRUE
MM | Medical and Laboratory Equipment | BE | Beds and Transport Equipment |  | 252 | MMBE-252 | CASSETTE MOTOR: patient lifter, for ceiling mounted system, bariatric |  |  | 1 | ARCH-FFE | TRUE | FALSE | TRUE
MM | Medical and Laboratory Equipment | BE | Beds and Transport Equipment |  | 261 | MMBE-261 | SLING: patient lifter |  |  | 3 | ARCH-FFE | FALSE | FALSE | TRUE
MM | Medical and Laboratory Equipment | BE | Beds and Transport Equipment |  | 262 | MMBE-262 | SLING: patient lifter, bariatric |  |  | 3 | ARCH-FFE | FALSE | FALSE | TRUE
MM | Medical and Laboratory Equipment | BE | Beds and Transport Equipment | MMBE-211 | 01 | MMBE-211.01 | TRACK: patient lifter, fixed, ceiling mounted, straight |  |  | 1 | ARCH-FFE | TRUE | FALSE | TRUE
MM | Medical and Laboratory Equipment | BE | Beds and Transport Equipment | MMBE-211 | 02 | MMBE-211.02 | TRACK: patient lifter, fixed, ceiling mounted, L-shape |  |  | 1 | ARCH-FFE | TRUE | FALSE | FALSE
MM | Medical and Laboratory Equipment | BE | Beds and Transport Equipment | MMBE-211 | 03 | MMBE-211.03 | TRACK: patient lifter, fixed, ceiling mounted, U-shape |  |  | 1 | ARCH-FFE | TRUE | FALSE | FALSE
MM | Medical and Laboratory Equipment | BE | Beds and Transport Equipment | MMBE-211 | 04 | MMBE-211.04 | TRACK: patient lifter, fixed, ceiling mounted, Z-shape |  |  | 1 | ARCH-FFE | TRUE | FALSE | FALSE
MM | Medical and Laboratory Equipment | BE | Beds and Transport Equipment | MMBE-212 | 01 | MMBE-212.01 | TRACK: patient lifter, fixed, ceiling mounted, bariatric, straight |  |  | 1 | ARCH-FFE | TRUE | FALSE | TRUE
MM | Medical and Laboratory Equipment | BE | Beds and Transport Equipment | MMBE-212 | 02 | MMBE-212.02 | TRACK: patient lifter, fixed, ceiling mounted, bariatric, L-shape |  |  | 1 | ARCH-FFE | TRUE | FALSE | FALSE
MM | Medical and Laboratory Equipment | BE | Beds and Transport Equipment | MMBE-212 | 03 | MMBE-212.03 | TRACK: patient lifter, fixed, ceiling mounted, bariatric, U-shape |  |  | 1 | ARCH-FFE | TRUE | FALSE | FALSE
MM | Medical and Laboratory Equipment | BE | Beds and Transport Equipment | MMBE-212 | 04 | MMBE-212.04 | TRACK: patient lifter, fixed, ceiling mounted, bariatric, Z-shape |  |  | 1 | ARCH-FFE | TRUE | FALSE | FALSE
MM | Medical and Laboratory Equipment | BE | Beds and Transport Equipment |  | 086 | MMBE-086 | CHAIR: patient |  |  | 3 | ARCH-FFE | TRUE | FALSE | TRUE
MM | Medical and Laboratory Equipment | BE | Beds and Transport Equipment |  | 176 | MMBE-176 | CHAIR: examination, electric |  |  | 3 | ARCH-FFE | TRUE | FALSE | TRUE
MM | Medical and Laboratory Equipment | BE | Beds and Transport Equipment |  | 177 | MMBE-177 | CHAIR: examination, electric, bariatric |  |  | 3 | ARCH-FFE | TRUE | FALSE | FALSE
MM | Medical and Laboratory Equipment | BE | Beds and Transport Equipment |  | 184 | MMBE-184 | MATTRESS: patient, tamper proof, anti-ligature, with sealed seams |  |  | 3 | ARCH-FFE | TRUE | FALSE | TRUE
MM | Medical and Laboratory Equipment | BE | Beds and Transport Equipment |  | 232 | MMBE-232 | TRACK: patient lifter, linking mechanism, ceiling mounted, bariatric |  |  | 1 | ARCH-FFE | TRUE | FALSE | TRUE
MM | Medical and Laboratory Equipment | BE | Beds and Transport Equipment |  | 157 | MMBE-157 | TROLLEY: patient, examination, echocardiography |  |  | 3 | ARCH-FFE | TRUE | FALSE | TRUE
MM | Medical and Laboratory Equipment | DN | Dental Equipment |  | 031 | MMDN-031 | CHAIR: dental, electric | MMDN-002 | CHAIR: dental, electric | 2 | ARCH-MME | TRUE | FALSE | TRUE
MM | Medical and Laboratory Equipment | DN | Dental Equipment |  | 041 | MMDN-041 | DELIVERY SYSTEM: instrumentation, dentist, chair mounted | MMDN-022 | CONSOLE: dentist, chair mounted | 2 | ARCH-MME | TRUE | FALSE | TRUE
MM | Medical and Laboratory Equipment | DN | Dental Equipment |  | 042 | MMDN-042 | DELIVERY SYSTEM: instrumentation, dentist, wall mounted |  |  | 2 | ARCH-MME | TRUE | FALSE | FALSE
MM | Medical and Laboratory Equipment | DN | Dental Equipment |  | 043 | MMDN-043 | DELIVERY SYSTEM: instrumentation, dentist, joinery mounted |  |  | 2 | ARCH-MME | TRUE | FALSE | FALSE
MM | Medical and Laboratory Equipment | DN | Dental Equipment |  | 044 | MMDN-044 | DELIVERY SYSTEM: instrumentation, dentist, cart |  |  | 2 | ARCH-MME | TRUE | FALSE | FALSE
MM | Medical and Laboratory Equipment | DN | Dental Equipment |  | 051 | MMDN-051 | DELIVERY SYSTEM: instrumentation, assistant, chair mounted | MMDN-021 | CONSOLE: dental assistant, chair mounted | 2 | ARCH-MME | TRUE | FALSE | TRUE
MM | Medical and Laboratory Equipment | DN | Dental Equipment |  | 052 | MMDN-052 | DELIVERY SYSTEM: instrumentation, assistant, wall mounted |  |  | 2 | ARCH-MME | TRUE | FALSE | FALSE
MM | Medical and Laboratory Equipment | DN | Dental Equipment |  | 053 | MMDN-053 | DELIVERY SYSTEM: instrumentation, assistant, joinery mounted |  |  | 2 | ARCH-MME | TRUE | FALSE | FALSE
MM | Medical and Laboratory Equipment | DN | Dental Equipment |  | 054 | MMDN-054 | DELIVERY SYSTEM: instrumentation, assistant, cart |  |  | 2 | ARCH-MME | TRUE | FALSE | FALSE
MM | Medical and Laboratory Equipment | DN | Dental Equipment |  | 061 | MMDN-061 | DISPLAY SCREEN: dental, chair mounted | MMDN-025 | MONITOR: dentist, chair mounted | 2 | ARCH-MME | TRUE | FALSE | TRUE
MM | Medical and Laboratory Equipment | DN | Dental Equipment |  | 062 | MMDN-062 | DISPLAY SCREEN: dental, ceiling mounted |  |  | 2 | ARCH-MME | TRUE | FALSE | FALSE
MM | Medical and Laboratory Equipment | DN | Dental Equipment |  | 063 | MMDN-063 | DISPLAY SCREEN: dental, wall mounted |  |  | 2 | ARCH-MME | TRUE | FALSE | FALSE
MM | Medical and Laboratory Equipment | DN | Dental Equipment |  | 064 | MMDN-064 | DISPLAY SCREEN: dental, joinery mounted |  |  | 2 | ARCH-MME | TRUE | FALSE | FALSE
MM | Medical and Laboratory Equipment | DN | Dental Equipment |  | 071 | MMDN-071 | LIGHT: dental, chair mounted | MMDN-019 | LIGHT: dental | 2 | ARCH-MME | TRUE | FALSE | FALSE
MM | Medical and Laboratory Equipment | DN | Dental Equipment |  | 072 | MMDN-072 | LIGHT: dental, ceiling mounted | MMDN-020 | LIGHT: dental, ceiling mounted | 2 | ARCH-MME | TRUE | FALSE | TRUE
MM | Medical and Laboratory Equipment | DN | Dental Equipment |  | 073 | MMDN-073 | LIGHT: dental, wall mounted |  |  | 2 | ARCH-MME | TRUE | FALSE | FALSE
MM | Medical and Laboratory Equipment | DN | Dental Equipment |  | 074 | MMDN-074 | LIGHT: dental, joinery mounted |  |  | 2 | ARCH-MME | TRUE | FALSE | FALSE
MM | Medical and Laboratory Equipment | DN | Dental Equipment |  | 081 | MMDN-081 | CUSPIDOR: dental, chair mounted | MMDN-015 | SERVICE UNIT: dental, chair (spitoon) | 2 | ARCH-MME | TRUE | FALSE | FALSE
MM | Medical and Laboratory Equipment | DN | Dental Equipment |  | 082 | MMDN-082 | CUSPIDOR: dental, floor mounted |  |  | 2 | ARCH-MME | TRUE | FALSE | FALSE
MM | Medical and Laboratory Equipment | DN | Dental Equipment |  | 091 | MMDN-091 | IMAGING DEVICE: dental x-ray, wall mounted | MMDN-018 | X-RAY UNIT: dental, wall mounted | 2 | ARCH-MME | TRUE | FALSE | TRUE
MM | Medical and Laboratory Equipment | DN | Dental Equipment |  | 096 | MMDN-096 | CONTROL PANEL: dental x-ray, remote activation | MMMI-371 | BUTTON: dental imaging unit, remote activation | 2 | ARCH-MME | TRUE | FALSE | TRUE
MM | Medical and Laboratory Equipment | DN | Dental Equipment |  | 101 | MMDN-101 | PEDESTAL: dental, mobile, 660H nominal, 4 equal drawers |  |  | 3 | ARCH-FFE | TRUE | FALSE | FALSE
MM | Medical and Laboratory Equipment | DN | Dental Equipment |  | 102 | MMDN-102 | PEDESTAL: dental, mobile, 660H nominal, 5 equal drawers | MMDN-016 | TROLLEY: dental | 3 | ARCH-FFE | TRUE | FALSE | TRUE
MM | Medical and Laboratory Equipment | DN | Dental Equipment |  | 121 | MMDN-121 | TROLLEY: dental, procedure |  |  | 3 | ARCH-FFE | TRUE | FALSE | TRUE
MM | Medical and Laboratory Equipment | DN | Dental Equipment |  | 151 | MMDN-151 | DEVICE: dental, acryliser, benchtop | MMDN-001 | ACRYLISER: dental | 3 | ARCH-FFE | TRUE | FALSE | FALSE
MM | Medical and Laboratory Equipment | DN | Dental Equipment |  | 156 | MMDN-156 | DEVICE: dental, denture processing unit | MMDN-017 | UNIT: processing, denture | 3 | ARCH-FFE | TRUE | FALSE | FALSE
MM | Medical and Laboratory Equipment | DN | Dental Equipment |  | 161 | MMDN-161 | DEVICE: dental, micromotor, benchtop | MMDN-004 | DEVICE: dental, micromotor | 3 | ARCH-FFE | TRUE | FALSE | TRUE
MM | Medical and Laboratory Equipment | DN | Dental Equipment |  | 162 | MMDN-162 | DEVICE: dental, model trimmer, benchtop | MMDN-005 | DEVICE: dental, model trimmer | 3 | ARCH-FFE | TRUE | FALSE | TRUE
MM | Medical and Laboratory Equipment | DN | Dental Equipment |  | 163 | MMDN-163 | DEVICE: dental, lathe, benchtop | MMDN-009 | LATHE: dental, polishing | 3 | ARCH-FFE | TRUE | FALSE | TRUE
MM | Medical and Laboratory Equipment | DN | Dental Equipment |  | 164 | MMDN-164 | DEVICE: dental, moulder, forming machine, benchtop | MMDN-013 | MOULDER: dental, forming machine | 3 | ARCH-FFE | TRUE | FALSE | TRUE
MM | Medical and Laboratory Equipment | DN | Dental Equipment |  | 165 | MMDN-165 | DEVICE: dental, mixing vibrator | MMDN-024 | DEVICE: dental, mixing vibrator | 3 | ARCH-FFE | TRUE | FALSE | TRUE
MM | Medical and Laboratory Equipment | DN | Dental Equipment |  | 171 | MMDN-171 | DEVICE: dental, dust extraction unit | MMDN-023 | DEVICE: dental extraction unit | 3 | ARCH-FFE | TRUE | FALSE | TRUE
MM | Medical and Laboratory Equipment | DN | Dental Equipment |  | 181 | MMDN-181 | DEVICE: dental, handpiece oiling | MMDN-003 | CLEANER: handpeice, dental | 3 | ARCH-FFE | TRUE | FALSE | TRUE
MM | Medical and Laboratory Equipment | GE | General |  | 015 | MMGE-015 | CHAIR: commode | MMGE-015 | CHAIR: commode | 3 | ARCH-FFE | TRUE | FALSE | FALSE
MM | Medical and Laboratory Equipment | GE | General |  | 016 | MMGE-016 | CHAIR: commode, bariatric | MMGE-016 | CHAIR: commode, bariatric | 3 | ARCH-FFE | TRUE | FALSE | TRUE
MM | Medical and Laboratory Equipment | GE | General |  | 019 | MMGE-019 | CHAIR: patient | MMGE-019 | CHAIR: patient | 3 | ARCH-FFE | TRUE | FALSE | TRUE
MM | Medical and Laboratory Equipment | GE | General |  | 020 | MMGE-020 | CHAIR: patient, bariatric | MMGE-020 | CHAIR: patient, bariatric | 3 | ARCH-FFE | TRUE | FALSE | TRUE
MM | Medical and Laboratory Equipment | GE | General |  | 024 | MMGE-024 | CHAIR: shower | MMGE-024 | CHAIR: shower | 3 | ARCH-FFE | TRUE | FALSE | TRUE
MM | Medical and Laboratory Equipment | GE | General |  | 025 | MMGE-025 | CHAIR: shower, bariatric | MMGE-025 | CHAIR: shower, bariatric | 3 | ARCH-FFE | TRUE | FALSE | FALSE
MM | Medical and Laboratory Equipment | GE | General |  | 039 | MMGE-039 | HANGER: IV, for ceiling track | MMGE-039 | HANGER: IV, for ceiling track | 3 | ARCH-FFE | TRUE | FALSE | TRUE
MM | Medical and Laboratory Equipment | GE | General |  | 045 | MMGE-045 | POLE: IV, mobile | MMGE-045 | IV stand: mobile | 3 | ARCH-FFE | TRUE | FALSE | TRUE
MM | Medical and Laboratory Equipment | GE | General |  | 046 | MMGE-046 | POLE: IV, bed mounted |  |  | 3 | ARCH-FFE | TRUE | FALSE | FALSE
MM | Medical and Laboratory Equipment | GE | General |  | 047 | MMGE-047 | POLE: IV, pendant mounted |  |  | 3 | ARCH-FFE | TRUE | FALSE | TRUE
MM | Medical and Laboratory Equipment | GE | General |  | 102 | MMGE-102 | TABLE: tilt | MMGE-102 | TABLE: tilt | 3 | ARCH-FFE | TRUE | FALSE | FALSE
MM | Medical and Laboratory Equipment | GE | General |  | 151 | MMGE-151 | LIGHT BOX: x-ray viewer, wall mounted | MMGE-149; MMGE-150; MMGE-151; MMGE-152; MMGE-154 | VIEWER: X-ray; VIEWER: X-ray, 1 screen; VIEWER: X-ray, (2) multiscreen; VIEWER: X-ray, 2 screen; VIEWER: X-ray, 3 screen | 1 | ARCH-FFE | TRUE | FALSE | TRUE
MM | Medical and Laboratory Equipment | GE | General |  | 162 | MMGE-162 | MOBILTIY AID: walking frame | MMGE-162 | WALKING FRAME: | 3 | ARCH-FFE | TRUE | FALSE | FALSE
MM | Medical and Laboratory Equipment | GE | General |  | 191 | MMGE-191 | CANNISTER: suction bottle | MMGE-100 | SUCTION BOTTLE | 3 | ARCH-FFE | TRUE | FALSE | TRUE
MM | Medical and Laboratory Equipment | GE | General |  | 196 | MMGE-196 | STAND: suction bottle, mobile | MMHA-001 | CARRIER: suction bottle | 3 | ARCH-FFE | TRUE | FALSE | FALSE
MM | Medical and Laboratory Equipment | GE | General |  | 201 | MMGE-201 | SCALES: digital, benchtop | MMGE-185 | SCALES: digital, benchtop | 3 | ARCH-FFE | TRUE | FALSE | FALSE
MM | Medical and Laboratory Equipment | GE | General |  | 206 | MMGE-206 | SCALES: digital, standing | MMGE-090 | SCALES: electronic, standing | 3 | ARCH-FFE | TRUE | FALSE | TRUE
MM | Medical and Laboratory Equipment | GE | General |  | 207 | MMGE-207 | SCALES: digital, standing, with stadiometer | MMGE-188 | SCALES: electronic, standing, with stadiometer | 3 | ARCH-FFE | TRUE | FALSE | TRUE
MM | Medical and Laboratory Equipment | GE | General |  | 211 | MMGE-211 | SCALES: digital, chair | MMGE-089 | SCALES: electronic, chair | 3 | ARCH-FFE | TRUE | FALSE | TRUE
MM | Medical and Laboratory Equipment | GE | General |  | 216 | MMGE-216 | SCALES: digital, platform |  |  | 3 | ARCH-FFE | TRUE | FALSE | FALSE
MM | Medical and Laboratory Equipment | GE | General |  | 221 | MMGE-221 | STADIOMETER: floor standing | MMGE-040 | HEIGHT MEASURE: portable | 3 | ARCH-FFE | TRUE | FALSE | FALSE
MM | Medical and Laboratory Equipment | GE | General |  | 222 | MMGE-222 | STADIOMETER: wall mounted | MMGE-041; MMGE-094 | HEIGHT MEASURE: wall mount; STADIOMETER: wall mount | 2 | ARCH-FFE | TRUE | FALSE | TRUE
MM | Medical and Laboratory Equipment | GE | General |  | 231 | MMGE-231 | DIAGNOSTIC SET: otoscope and ophthalmoscope, portable | MMGE-030 | DIAGNOSTIC SET: portable | 3 | ARCH-FFE | TRUE | FALSE | TRUE
MM | Medical and Laboratory Equipment | GE | General |  | 232 | MMGE-232 | DIAGNOSTIC SET: otoscope and ophthalmoscope, mobile on stand |  |  | 3 | ARCH-FFE | TRUE | FALSE | FALSE
MM | Medical and Laboratory Equipment | GE | General |  | 233 | MMGE-233 | DIAGNOSTIC SET: otoscope and ophthalmoscope, wall mounted | MMGE-031 | DIAGNOSTIC SET: wall mounted | 2 | ARCH-FFE | TRUE | FALSE | FALSE
MM | Medical and Laboratory Equipment | GE | General |  | 234 | MMGE-234 | DIAGNOSTIC SET: otoscope and ophthalmoscope, joinery mounted |  |  | 2 | ARCH-FFE | TRUE | FALSE | FALSE
MM | Medical and Laboratory Equipment | GE | General |  | 235 | MMGE-235 | DIAGNOSTIC SET: otoscope and ophthalmoscope, pendant mounted | MMGE-175 | DIAGNOSTIC SET: pendant mounted | 2 | ARCH-FFE | TRUE | FALSE | TRUE
MM | Medical and Laboratory Equipment | GE | General |  | 236 | MMGE-236 | DIAGNOSTIC SET: otoscope, ophthalmoscope and thermometer, portable |  |  | 3 | ARCH-FFE | TRUE | FALSE | FALSE
MM | Medical and Laboratory Equipment | GE | General |  | 237 | MMGE-237 | DIAGNOSTIC SET: otoscope, ophthalmoscope and thermometer, mobile on stand |  |  | 3 | ARCH-FFE | TRUE | FALSE | FALSE
MM | Medical and Laboratory Equipment | GE | General |  | 238 | MMGE-238 | DIAGNOSTIC SET: otoscope, ophthalmoscope and thermometer, wall mounted |  |  | 2 | ARCH-FFE | TRUE | FALSE | TRUE
MM | Medical and Laboratory Equipment | GE | General |  | 239 | MMGE-239 | DIAGNOSTIC SET: otoscope, ophthalmoscope and thermometer, joinery mounted |  |  | 2 | ARCH-FFE | TRUE | FALSE | FALSE
MM | Medical and Laboratory Equipment | GE | General |  | 242 | MMGE-242 | DIAGNOSTIC SET: otoscope, ophthalmoscope and sphygmomanometer, mobile on stand |  |  | 3 | ARCH-FFE | TRUE | FALSE | FALSE
MM | Medical and Laboratory Equipment | GE | General |  | 243 | MMGE-243 | DIAGNOSTIC SET: otoscope, ophthalmoscope and sphygmomanometer, wall mounted |  |  | 2 | ARCH-FFE | TRUE | FALSE | FALSE
MM | Medical and Laboratory Equipment | GE | General |  | 244 | MMGE-244 | DIAGNOSTIC SET: otoscope, ophthalmoscope and sphygmomanometer, joinery mounted |  |  | 2 | ARCH-FFE | TRUE | FALSE | FALSE
MM | Medical and Laboratory Equipment | GE | General |  | 247 | MMGE-247 | DIAGNOSTIC SET: otoscope, ophthalmoscope, thermometer and sphygmomanometer, mobile on stand |  |  | 3 | ARCH-FFE | TRUE | FALSE | FALSE
MM | Medical and Laboratory Equipment | GE | General |  | 248 | MMGE-248 | DIAGNOSTIC SET: otoscope, ophthalmoscope, thermometer and sphygmomanometer, wall mounted |  |  | 2 | ARCH-FFE | TRUE | FALSE | FALSE
MM | Medical and Laboratory Equipment | GE | General |  | 249 | MMGE-249 | DIAGNOSTIC SET: otoscope, ophthalmoscope, thermometer and sphygmomanometer, joinery mounted |  |  | 2 | ARCH-FFE | TRUE | FALSE | FALSE
MM | Medical and Laboratory Equipment | GE | General |  | 251 | MMGE-251 | DEVICE: sphygmomanometer, portable | MMGE-091 | SPHYGMOMANOMETER: portable | 3 | ARCH-FFE | TRUE | FALSE | TRUE
MM | Medical and Laboratory Equipment | GE | General |  | 252 | MMGE-252 | DEVICE: sphygmomanometer, mobile on stand |  |  | 3 | ARCH-FFE | TRUE | FALSE | TRUE
MM | Medical and Laboratory Equipment | GE | General |  | 253 | MMGE-253 | DEVICE: sphygmomanometer, wall mounted | MMGE-092 | SPHYGMOMANOMETER: wall mount | 2 | ARCH-FFE | TRUE | FALSE | FALSE
MM | Medical and Laboratory Equipment | GE | General |  | 256 | MMGE-256 | DEVICE: thermometer, portable |  |  | 3 | ARCH-FFE | TRUE | FALSE | FALSE
MM | Medical and Laboratory Equipment | GE | General |  | 258 | MMGE-258 | DEVICE: thermometer, wall mounted | MMGE-103 | THERMOMETER: electronic, battery | 2 | ARCH-FFE | TRUE | FALSE | FALSE
MM | Medical and Laboratory Equipment | GE | General |  | 261 | MMGE-261 | DEVICE: indirect ophthalmoscope, portable | MMGE-074 | OPHTHALMOSCOPE: | 3 | ARCH-FFE | TRUE | FALSE | FALSE
MM | Medical and Laboratory Equipment | GE | General |  | 266 | MMGE-266 | DEVICE: laryngoscope | MMOP-030 | LARYNGOSCOPE | 3 | ARCH-FFE | TRUE | FALSE | FALSE
MM | Medical and Laboratory Equipment | GE | General |  | 281 | MMGE-281 | DEVICE: compression, arterial | MMGE-028 | DEVICE: compression, arterial | 3 | ARCH-FFE | TRUE | FALSE | FALSE
MM | Medical and Laboratory Equipment | GE | General |  | 282 | MMGE-282 | DEVICE: compression, sequential | MMGE-029 | DEVICE: compression, sequential | 3 | ARCH-FFE | TRUE | FALSE | FALSE
MM | Medical and Laboratory Equipment | GE | General |  | 286 | MMGE-286 | DEVICE: patient, intracranial pressure | MMGE-064 | MONITOR: patient, intracranial pressure | 3 | ARCH-FFE | TRUE | FALSE | FALSE
MM | Medical and Laboratory Equipment | GE | General |  | 287 | MMGE-287 | DEVICE: patient, pulse oximeter | MMGE-069 | MONITOR: patient, pulse oximeter | 3 | ARCH-FFE | TRUE | FALSE | FALSE
MM | Medical and Laboratory Equipment | GE | General |  | 291 | MMGE-291 | DEVICE: pump, infusion, single | MMGE-081; MMGE-176 | PUMP: infusion, single; PUMP: infusion, pendant mounted | 3 | ARCH-FFE | TRUE | FALSE | TRUE
MM | Medical and Laboratory Equipment | GE | General |  | 292 | MMGE-292 | DEVICE: pump, infusion, single, rapid | MMGE-080 | PUMP: infusion, rapid | 3 | ARCH-FFE | TRUE | FALSE | FALSE
MM | Medical and Laboratory Equipment | GE | General |  | 293 | MMGE-293 | DEVICE: pump, infusion, double | MMGE-079 | PUMP: infusion, double | 3 | ARCH-FFE | TRUE | FALSE | FALSE
MM | Medical and Laboratory Equipment | GE | General |  | 296 | MMGE-296 | DEVICE: pump, syringe | MMGE-084; MMGE-177 | PUMP: syringe; PUMP: syringe, pendant mounted | 3 | ARCH-FFE | TRUE | FALSE | TRUE
MM | Medical and Laboratory Equipment | GE | General |  | 301 | MMGE-301 | DEVICE: pump, epidural | MMGE-077 | PUMP: epidural | 3 | ARCH-FFE | TRUE | FALSE | FALSE
MM | Medical and Laboratory Equipment | GE | General |  | 302 | MMGE-302 | DEVICE: pump, patient controlled analgesia (PCA) | MMGE-082 | PUMP: patient controlled analgesia (PCA) | 3 | ARCH-FFE | TRUE | FALSE | FALSE
MM | Medical and Laboratory Equipment | GE | General |  | 306 | MMGE-306 | DEVICE: pump, patient feeding | MMGE-083 | PUMP: patient feeding | 3 | ARCH-FFE | TRUE | FALSE | FALSE
MM | Medical and Laboratory Equipment | GE | General |  | 311 | MMGE-311 | DEVICE: pump, breast milk | MMGE-076 | PUMP: breast | 3 | ARCH-FFE | TRUE | FALSE | TRUE
MM | Medical and Laboratory Equipment | GE | General |  | 321 | MMGE-321 | DEVICE: spirometer, pulmonary function test (PFT) | MMGE-093 | SPIROMETER: | 3 | ARCH-FFE | TRUE | FALSE | FALSE
MM | Medical and Laboratory Equipment | GE | General |  | 326 | MMGE-326 | DEVICE: saw, plaster, with integral dust extraction | MMAH-023 | SAW: plaster | 3 | ARCH-FFE | TRUE | FALSE | TRUE
MM | Medical and Laboratory Equipment | GE | General |  | 331 | MMGE-331 | DEVICE: holter monitor, ECG, ambulatory patient | MMGE-057 | MONITOR: Holter, ECG, ambulatory patient | 3 | ARCH-FFE | TRUE | FALSE | FALSE
MM | Medical and Laboratory Equipment | GE | General |  | 332 | MMGE-332 | DEVICE: cardiac pacing | MMGE-182 | MACHINE: Electrophysiology, cardiac pacing | 3 | ARCH-FFE | TRUE | FALSE | TRUE
MM | Medical and Laboratory Equipment | GE | General |  | 336 | MMGE-336 | DEVICE: electrocardiography (ECG) | MMGE-050 | MACHINE: electrocardiography (ECG) | 3 | ARCH-FFE | TRUE | FALSE | FALSE
MM | Medical and Laboratory Equipment | GE | General |  | 337 | MMGE-337 | DEVICE: electrocardiography (ECG), with trolley | MMGE-051; MMGE-179 | MACHINE: electrocardiography (ECG), c/w trolley; MACHINE: electrocardiography (ECG), c/w trolley and printer shelf | 3 | ARCH-FFE | TRUE | FALSE | TRUE
MM | Medical and Laboratory Equipment | GE | General |  | 341 | MMGE-341 | DEVICE: colposcope, ceiling mounted | MMOP-011 | COLPOSCOPE: ceiling mounted | 3 | ARCH-FFE | TRUE | FALSE | FALSE
MM | Medical and Laboratory Equipment | GE | General |  | 342 | MMGE-342 | DEVICE: colposcope, wall mounted | MMOP-012 | COLPOSCOPE: wall mounted | 3 | ARCH-FFE | TRUE | FALSE | FALSE
MM | Medical and Laboratory Equipment | GE | General |  | 343 | MMGE-343 | DEVICE: colposcope, mobile |  |  | 3 | ARCH-FFE | TRUE | FALSE | TRUE
MM | Medical and Laboratory Equipment | GE | General |  | 344 | MMGE-344 | DEVICE: colposcope, mobile, with display screen |  |  | 3 | ARCH-FFE | TRUE | FALSE | FALSE
MM | Medical and Laboratory Equipment | GE | General |  | 351 | MMGE-351 | DEVICE: hydrocollator | MMGE-043 | HYDROCOLLATOR: | 3 | ARCH-FFE | TRUE | FALSE | FALSE
MM | Medical and Laboratory Equipment | GE | General |  | 356 | MMGE-356 | DEVICE: warmer, blood/infusion | MMOP-095 | WARMER: blood | 3 | ARCH-FFE | TRUE | FALSE | FALSE
MM | Medical and Laboratory Equipment | GE | General |  | 358 | MMGE-358 | DEVICE: thawing, plasma | MMOP-019 | DEVICE: plasma thawing | 3 | ARCH-FFE | TRUE | FALSE | FALSE
MM | Medical and Laboratory Equipment | GE | General |  | 361 | MMGE-361 | DEVICE: patient, cooling | MMOP-016 | DEVICE: patient cooling | 3 | ARCH-FFE | TRUE | FALSE | FALSE
MM | Medical and Laboratory Equipment | GE | General |  | 366 | MMGE-366 | DEVICE: patient warming, table pad | MMOP-017 | DEVICE: patient, warming | 3 | ARCH-FFE | TRUE | FALSE | FALSE
MM | Medical and Laboratory Equipment | GE | General |  | 367 | MMGE-367 | DEVICE: patient warming, air blanket | MMOP-100 | WARMER: patient, intraoperative | 3 | ARCH-FFE | TRUE | FALSE | TRUE
MM | Medical and Laboratory Equipment | GE | General |  | 371 | MMGE-371 | DEVICE: patient, warming/cooling | MMOP-018 | DEVICE: patient, warming/cooling | 3 | ARCH-FFE | TRUE | FALSE | TRUE
MM | Medical and Laboratory Equipment | GE | General |  | 381 | MMGE-381 | MACHINE: dialysis | MMGE-049 | MACHINE: dialysis | 3 | ARCH-FFE | TRUE | FALSE | TRUE
MM | Medical and Laboratory Equipment | GE | General |  | 386 | MMGE-386 | PROCESSOR: water treatment, dialysis, reverse osmosis (RO), mobile | MMGE-178 | PROCESSOR: reverse osmosis RO water, mobile | 3 | ARCH-FFE | TRUE | FALSE | TRUE
MM | Medical and Laboratory Equipment | GE | General |  | 391 | MMGE-391 | DISPLAY SCREEN: eye examination, testing chart | MMAH-006 | BOX: light, eye chart | 3 | ARCH-FFE | TRUE | FALSE | TRUE
MM | Medical and Laboratory Equipment | GE | General |  | 396 | MMGE-396 | MIRROR: eye examination, to testing chart display screen |  |  | 3 | ARCH-FFE | TRUE | FALSE | TRUE
MM | Medical and Laboratory Equipment | GE | General |  | 401 | MMGE-401 | DEVICE: eye examination, slit lamp | MMAH-013 | DEVICE: eye examination, slit lamp | 3 | ARCH-FFE | TRUE | FALSE | TRUE
MM | Medical and Laboratory Equipment | GE | General |  | 402 | MMGE-402 | DEVICE: eye examination, tonometer |  |  | 3 | ARCH-FFE | TRUE | FALSE | FALSE
MM | Medical and Laboratory Equipment | GE | General |  | 403 | MMGE-403 | DEVICE: eye examination, tonometer, air-puff |  |  | 3 | ARCH-FFE | TRUE | FALSE | FALSE
MM | Medical and Laboratory Equipment | GE | General |  | 404 | MMGE-404 | DEVICE: eye examination, phoropter |  |  | 3 | ARCH-FFE | TRUE | FALSE | FALSE
MM | Medical and Laboratory Equipment | GE | General |  | 405 | MMGE-405 | DEVICE: eye examination, autorefractor |  |  | 3 | ARCH-FFE | TRUE | FALSE | FALSE
MM | Medical and Laboratory Equipment | GE | General |  | 406 | MMGE-406 | DEVICE: eye examination, retinal camera | MMOP-008 | CAMERA: retinal | 3 | ARCH-FFE | TRUE | FALSE | TRUE
MM | Medical and Laboratory Equipment | GE | General |  | 416 | MMGE-416 | PROJECTOR: visual acuity testing | MMGE-173 | PROJECTOR: visual acuity testing, surface mounted | 3 | ARCH-FFE | TRUE | FALSE | FALSE
MM | Medical and Laboratory Equipment | GE | General |  | 421 | MMGE-421 | KIT: first aid, portable | MMGE-047 | KIT: first aid | 3 | ARCH-FFE | TRUE | FALSE | FALSE
MM | Medical and Laboratory Equipment | GE | General |  | 422 | MMGE-422 | KIT: first aid, portable, wall mounted |  |  | 3 | ARCH-FFE | TRUE | FALSE | FALSE
MM | Medical and Laboratory Equipment | GE | General |  | 426 | MMGE-426 | KIT: first responder, trauma, portable |  |  | 3 | ARCH-FFE | TRUE | FALSE | FALSE
MM | Medical and Laboratory Equipment | GE | General |  | 431 | MMGE-431 | KIT: thomas, advanced life support (ALS), portable | MMGE-104 | THOMAS PACK | 3 | ARCH-FFE | TRUE | FALSE | FALSE
MM | Medical and Laboratory Equipment | GE | General |  | 441 | MMGE-441 | STAND: PPE dispenser station, combination, floor standing, large |  |  | 3 | ARCH-FFE | TRUE | FALSE | FALSE
MM | Medical and Laboratory Equipment | GE | General |  | 442 | MMGE-442 | STAND: PPE dispenser station, combination, floor standing, medium |  |  | 3 | ARCH-FFE | TRUE | FALSE | FALSE
MM | Medical and Laboratory Equipment | GE | General |  | 443 | MMGE-443 | STAND: PPE dispenser station, combination, floor standing, small |  |  | 3 | ARCH-FFE | TRUE | FALSE | FALSE
MM | Medical and Laboratory Equipment | GE | General |  | 446 | MMGE-446 | STAND: PPE dispenser station, combination, mobile, large | MMGE-137 | TROLLEY: PPE | 3 | ARCH-FFE | TRUE | FALSE | FALSE
MM | Medical and Laboratory Equipment | GE | General |  | 447 | MMGE-447 | STAND: PPE dispenser station, combination, mobile, medium |  |  | 3 | ARCH-FFE | TRUE | FALSE | FALSE
MM | Medical and Laboratory Equipment | GE | General |  | 448 | MMGE-448 | STAND: PPE dispenser station, combination, mobile, small |  |  | 3 | ARCH-FFE | TRUE | FALSE | FALSE
MM | Medical and Laboratory Equipment | GE | General |  | 451 | MMGE-451 | STATION: pneumatic tube | MMGE-097 | STATION: pneumatic tube | 1 | ARCH-FFE | TRUE | FALSE | FALSE
MM | Medical and Laboratory Equipment | GE | General |  | 452 | MMGE-452 | BASKET: pneumatic tube | FQSN-001 | BASKET: drop in, pneumatic station | 1 | ARCH-FFE | TRUE | FALSE | FALSE
MM | Medical and Laboratory Equipment | GE | General |  | 453 | MMGE-453 | RACK: pneumatic tube, canister | MMLA-072 | RACK: canister storage (pneumatic tube) | 1 | ARCH-FFE | TRUE | FALSE | FALSE
MM | Medical and Laboratory Equipment | GE | General |  | 454 | MMGE-454 | LIGHT: pneumatic tube, alert light | LIFX-015 | LIGHT: pneumatic tube alert light | 1 | ARCH-FFE | TRUE | FALSE | FALSE
MM | Medical and Laboratory Equipment | GE | General |  | 461 | MMGE-461 | CABINET: blanket warmer, benchtop | MMGE-011 | CABINET: blanket warming | 3 | ARCH-FFE | TRUE | FALSE | FALSE
MM | Medical and Laboratory Equipment | GE | General |  | 462 | MMGE-462 | CABINET: blanket warmer, under bench |  |  | 3 | ARCH-FFE | TRUE | FALSE | FALSE
MM | Medical and Laboratory Equipment | GE | General |  | 463 | MMGE-463 | CABINET: blanket warmer, floor standing |  |  | 3 | ARCH-FFE | TRUE | FALSE | FALSE
MM | Medical and Laboratory Equipment | GE | General |  | 466 | MMGE-466 | CABINET: fluid warmer, benchtop |  |  | 3 | ARCH-FFE | TRUE | FALSE | FALSE
MM | Medical and Laboratory Equipment | GE | General |  | 467 | MMGE-467 | CABINET: fluid warmer, under bench | MMGE-166 | CABINET: fluid warming, underbench | 3 | ARCH-FFE | TRUE | FALSE | FALSE
MM | Medical and Laboratory Equipment | GE | General |  | 468 | MMGE-468 | CABINET: fluid warmer, floor standing |  |  | 3 | ARCH-FFE | TRUE | FALSE | FALSE
MM | Medical and Laboratory Equipment | GE | General |  | 473 | MMGE-473 | CABINET: fluid/blanket warmer, floor standing | MMGE-010 | CABINET: blanket/ fluid warming | 3 | ARCH-FFE | TRUE | FALSE | FALSE
MM | Medical and Laboratory Equipment | GE | General |  | 491 | MMGE-491 | MACERATOR: disposal unit, single use pulp containers | MMIC-040 | MACERATOR: disposal unit, bed pan/urinal/bowl | 2 | ARCH-FFE | TRUE | FALSE | FALSE
MM | Medical and Laboratory Equipment | GE | General |  | 056 | MMGE-056 | POLE: patient positioning support handle, bed mounted |  |  | 3 | ARCH-FFE | TRUE | FALSE | TRUE
MM | Medical and Laboratory Equipment | GE | General |  | 346 | MMGE-346 | DEVICE: electroencephalography (EEG) | MMGE-050 | MACHINE: electrocardiography (ECG) | 3 | ARCH-FFE | TRUE | FALSE | FALSE
MM | Medical and Laboratory Equipment | GE | General |  | 347 | MMGE-347 | DEVICE: electroencephalography (EEG), with trolley | MMGE-050 | MACHINE: electrocardiography (ECG) | 3 | ARCH-FFE | TRUE | FALSE | FALSE
MM | Medical and Laboratory Equipment | GE | General |  | 348 | MMGE-348 | DEVICE: amplitude-integrated electroencephalography (aEEG) | MMGE-050 | MACHINE: electrocardiography (ECG) | 3 | ARCH-FFE | TRUE | FALSE | FALSE
MM | Medical and Laboratory Equipment | GE | General |  | 349 | MMGE-349 | DEVICE: amplitude-integrated electroencephalography (aEEG), with trolley | MMGE-050 | MACHINE: electrocardiography (ECG) | 3 | ARCH-FFE | TRUE | FALSE | TRUE
MM | Medical and Laboratory Equipment | GE | General |  | 241 | MMGE-241 | DIAGNOSTIC SET: otoscope, ophthalmoscope and sphygmomanometer, portable |  |  | 3 | ARCH-FFE | TRUE | FALSE | FALSE
MM | Medical and Laboratory Equipment | GE | General |  | 246 | MMGE-246 | DIAGNOSTIC SET: otoscope, ophthalmoscope, thermometer and sphygmomanometer, portable |  |  | 3 | ARCH-FFE | TRUE | FALSE | FALSE
MM | Medical and Laboratory Equipment | GE | General |  | 436 | MMGE-436 | KIT: emergency airway equipment, portable | MMGE-104 | THOMAS PACK | 3 | ARCH-FFE | TRUE | FALSE | TRUE
MM | Medical and Laboratory Equipment | HA | High Acuity Equipment |  | 002 | MMHA-002 | DEVICE: defibrillator | MMHA-002 | DEFIBRILLATOR | 3 | ARCH-FFE | TRUE | FALSE | TRUE
MM | Medical and Laboratory Equipment | HA | High Acuity Equipment |  | 003 | MMHA-003 | DEVICE: suction unit, portable | MMHA-003 | MACHINE: suction, portable | 3 | ARCH-FFE | TRUE | FALSE | FALSE
MM | Medical and Laboratory Equipment | HA | High Acuity Equipment |  | 016 | MMHA-016 | DEVICE: variable suction and oxygen unit (twin-o-vac) | MMHA-016 | SUCTION: TWIN-O-VAC UNIT | 3 | ARCH-FFE | TRUE | FALSE | TRUE
MM | Medical and Laboratory Equipment | HA | High Acuity Equipment |  | 031 | MMHA-031 | TROLLEY: resuscitation, adult | MMHA-027 | TROLLEY: resuscitation, adult | 3 | ARCH-FFE | TRUE | FALSE | TRUE
MM | Medical and Laboratory Equipment | HA | High Acuity Equipment |  | 032 | MMHA-032 | TROLLEY: resuscitation, paediatric | MMHA-028 | TROLLEY: resuscitation, paediatric | 3 | ARCH-FFE | TRUE | FALSE | TRUE
MM | Medical and Laboratory Equipment | HA | High Acuity Equipment |  | 033 | MMHA-033 | TROLLEY: resuscitation, neonatal | MMHA-026; MMHA-029 | TROLLEY: resuscitation, infant; TROLLEY: resuscitation, neonatal | 3 | ARCH-FFE | TRUE | FALSE | FALSE
MM | Medical and Laboratory Equipment | HA | High Acuity Equipment |  | 041 | MMHA-041 | RESUSCITATOR: manual, adult | MMHA-014 | RESPIRATOR: air viva | 3 | ARCH-FFE | TRUE | FALSE | FALSE
MM | Medical and Laboratory Equipment | HA | High Acuity Equipment |  | 042 | MMHA-042 | RESUSCITATOR: manual, paediatric |  |  | 3 | ARCH-FFE | TRUE | FALSE | FALSE
MM | Medical and Laboratory Equipment | HA | High Acuity Equipment |  | 043 | MMHA-043 | RESUSCITATOR: manual, neonatal |  |  | 3 | ARCH-FFE | TRUE | FALSE | FALSE
MM | Medical and Laboratory Equipment | HA | High Acuity Equipment |  | 051 | MMHA-051 | DEVICE: ventilator, adult | MMHA-023 | VENTILATOR | 3 | ARCH-FFE | TRUE | FALSE | TRUE
MM | Medical and Laboratory Equipment | HA | High Acuity Equipment |  | 052 | MMHA-052 | DEVICE: ventilator, adult, transport |  |  | 3 | ARCH-FFE | TRUE | FALSE | FALSE
MM | Medical and Laboratory Equipment | HA | High Acuity Equipment |  | 053 | MMHA-053 | DEVICE: ventilator, adult, high frequency |  |  | 3 | ARCH-FFE | TRUE | FALSE | FALSE
MM | Medical and Laboratory Equipment | HA | High Acuity Equipment |  | 054 | MMHA-054 | DEVICE: ventilator, adult, CPAP | MMHA-024 | VENTILATOR: continuous positive airway pressure (CPAP) | 3 | ARCH-FFE | TRUE | FALSE | FALSE
MM | Medical and Laboratory Equipment | HA | High Acuity Equipment |  | 061 | MMHA-061 | DEVICE: ventilator, neonatal | MMHA-025 | VENTILATOR: neonatal (neo-puff) | 3 | ARCH-FFE | TRUE | FALSE | TRUE
MM | Medical and Laboratory Equipment | HA | High Acuity Equipment |  | 062 | MMHA-062 | DEVICE: ventilator, neonatal, transport |  |  | 3 | ARCH-FFE | TRUE | FALSE | FALSE
MM | Medical and Laboratory Equipment | HA | High Acuity Equipment |  | 063 | MMHA-063 | DEVICE: ventilator, neonatal, high frequency |  |  | 3 | ARCH-FFE | TRUE | FALSE | FALSE
MM | Medical and Laboratory Equipment | HA | High Acuity Equipment |  | 064 | MMHA-064 | DEVICE: ventilator, neonatal, CPAP |  |  | 3 | ARCH-FFE | TRUE | FALSE | TRUE
MM | Medical and Laboratory Equipment | IC | Infection Control Equipment |  | 031 | MMIC-031 | DEVICE: heat sealer, crimper | MMIC-031 | HEAT SEALER: crimper | 3 | ARCH-FFE | TRUE | FALSE | TRUE
MM | Medical and Laboratory Equipment | IC | Infection Control Equipment |  | 032 | MMIC-032 | DEVICE: heat sealer, impulse | MMIC-032 | HEAT SEALER: impulse | 3 | ARCH-FFE | TRUE | FALSE | FALSE
MM | Medical and Laboratory Equipment | IC | Infection Control Equipment |  | 131 | MMIC-131 | ULTRASONIC CLEANER: instrument, floor standing | MMIC-083 | ULTRASONIC CLEANER: cabinet, freestanding | 3 | ARCH-FFE | TRUE | FALSE | FALSE
MM | Medical and Laboratory Equipment | IC | Infection Control Equipment |  | 132 | MMIC-132 | ULTRASONIC CLEANER: instrument, benchtop | MMIC-084 | ULTRASONIC CLEANER: instrument | 3 | ARCH-FFE | TRUE | FALSE | TRUE
MM | Medical and Laboratory Equipment | IC | Infection Control Equipment |  | 136 | MMIC-136 | ULTRASONIC RINSER: instrument pre-rinse, benchtop | MMIC-086 | ULTRASONIC RINSER/DRYER TANK | 3 | ARCH-FFE | TRUE | FALSE | FALSE
MM | Medical and Laboratory Equipment | IC | Infection Control Equipment |  | 141 | MMIC-141 | STERILIZER: benchtop |  |  | 2 | ARCH-MME | TRUE | FALSE | FALSE
MM | Medical and Laboratory Equipment | IC | Infection Control Equipment |  | 142 | MMIC-142 | STERILIZER: dental, benchtop |  |  | 2 | ARCH-MME | TRUE | FALSE | TRUE
MM | Medical and Laboratory Equipment | IC | Infection Control Equipment |  | 143 | MMIC-143 | STERILIZER: pharmacy manufacturing, benchtop | MMIC-058 | STERILIZER: benchtop, electric | 3 | ARCH-FFE | TRUE | FALSE | FALSE
MM | Medical and Laboratory Equipment | IC | Infection Control Equipment |  | 144 | MMIC-144 | STERILIZER: baby bottle, benchtop | MMIC-057 | STERILIZER: baby bottle | 3 | ARCH-FFE | TRUE | FALSE | FALSE
MM | Medical and Laboratory Equipment | IC | Infection Control Equipment |  | 151 | MMIC-151 | STERILIZER: pre-vacuum, steam, pass-through, integral electric to steam | MMIC-106 | STERILISER: pre-vacuum, steam, pass-through, integral electric to steam | 2 | ARCH-MME | TRUE | FALSE | FALSE
MM | Medical and Laboratory Equipment | IC | Infection Control Equipment |  | 152 | MMIC-152 | STERILIZER: pre-vacuum, steam, pass-through, integral steam to steam | MMIC-107 | STERILISER: pre-vacuum, steam, pass-through, integral steam to steam | 2 | ARCH-MME | TRUE | FALSE | FALSE
MM | Medical and Laboratory Equipment | IC | Infection Control Equipment |  | 153 | MMIC-153 | STERILIZER: pre-vacuum, steam, pass-through, plant steam | MMIC-108 | STERILISER: pre-vacuum, steam, pass-through, plant steam | 2 | ARCH-MME | TRUE | FALSE | FALSE
MM | Medical and Laboratory Equipment | IC | Infection Control Equipment |  | 156 | MMIC-156 | STERILIZER: pre-vacuum, steam, single door, integral electric to steam | MMIC-109 | STERILISER: pre-vacuum, steam, single door, integral electric to steam | 2 | ARCH-MME | TRUE | FALSE | FALSE
MM | Medical and Laboratory Equipment | IC | Infection Control Equipment |  | 157 | MMIC-157 | STERILIZER: pre-vacuum, steam, single door, integral steam to steam | MMIC-110 | STERILISER: pre-vacuum, steam, single door, integral steam to steam | 2 | ARCH-MME | TRUE | FALSE | FALSE
MM | Medical and Laboratory Equipment | IC | Infection Control Equipment |  | 158 | MMIC-158 | STERILIZER: pre-vacuum, steam, single door, plant steam | MMIC-111 | STERILISER: pre-vacuum, steam, single door, plant steam | 2 | ARCH-MME | TRUE | FALSE | FALSE
MM | Medical and Laboratory Equipment | IC | Infection Control Equipment |  | 161 | MMIC-161 | STERILIZER: low temperature, pass-through |  |  | 2 | ARCH-MME | TRUE | FALSE | FALSE
MM | Medical and Laboratory Equipment | IC | Infection Control Equipment |  | 162 | MMIC-162 | STERILIZER: low temperature, single door | MMIC-054 | STERILISER: low temperature, rapid cycle, single door | 2 | ARCH-MME | TRUE | FALSE | FALSE
MM | Medical and Laboratory Equipment | IC | Infection Control Equipment |  | 171 | MMIC-171 | WASHER: index, multi-chamber, pass-through | MMIC-093; MMIC-112; MMIC-113; MMIC-114; MMIC-115; MMIC-116 | WASHER: index, multi-chamber; WASHER: index, multi-chamber, pre-clean unit, wash/ultrasonic; WASHER: index, multi-chamber, wash/dry; WASHER: index, multi-chamber, wash/Ultrasonic/dry; WASHER: index, multi-chamber, wash/ultrasonic/wash/dry; WASHER: index, multi-chamber, wash/ultrasonic/wash/dry/dry | 2 | ARCH-MME | TRUE | FALSE | FALSE
MM | Medical and Laboratory Equipment | IC | Infection Control Equipment |  | 181 | MMIC-181 | WASHER DISINFECTOR: multi-cart/trolley, pass-through | MMIC-088 | WASHER DISINFECTOR: 2 door, multi-cart | 2 | ARCH-MME | TRUE | FALSE | FALSE
MM | Medical and Laboratory Equipment | IC | Infection Control Equipment |  | 182 | MMIC-182 | WASHER DISINFECTOR: multi-cart/trolley, single door | MMIC-087 | WASHER DISINFECTOR: 1 door, multi-cart | 2 | ARCH-MME | TRUE | FALSE | FALSE
MM | Medical and Laboratory Equipment | IC | Infection Control Equipment |  | 186 | MMIC-186 | WASHER DISINFECTOR: batch, pass-through | MMIC-089 | WASHER: disinfector, batch, pass-through | 2 | ARCH-MME | TRUE | FALSE | FALSE
MM | Medical and Laboratory Equipment | IC | Infection Control Equipment |  | 187 | MMIC-187 | WASHER DISINFECTOR: batch, single door | MMIC-090 | WASHER: disinfector, batch, single door | 2 | ARCH-MME | TRUE | FALSE | TRUE
MM | Medical and Laboratory Equipment | IC | Infection Control Equipment |  | 191 | MMIC-191 | FRAMING: sterlizer, stainless steel | MMIC-027 | FRAMING: stainless steel, steam steriliser gap | 2 | ARCH-MME | TRUE | FALSE | FALSE
MM | Medical and Laboratory Equipment | IC | Infection Control Equipment |  | 196 | MMIC-196 | FRAMING: batch washer, stainless steel | MMIC-026 | FRAMING: stainless steel, batch washer gap | 2 | ARCH-MME | TRUE | FALSE | FALSE
MM | Medical and Laboratory Equipment | IC | Infection Control Equipment |  | 201 | MMIC-201 | SYSTEM: central chemical dosing | MMIC-063 | SYSTEM: chemical dosing, batch washers | 2 | ARCH-MME | TRUE | FALSE | FALSE
MM | Medical and Laboratory Equipment | IC | Infection Control Equipment |  | 211 | MMIC-211 | SYSTEM: steam sterilizer, load/unload, automatic, shuttle/conveyor | MMIC-064 | SYSTEM: steam steriliser, load/unload, automatic, multi-unit conveyor with loading shuttle | 2 | ARCH-MME | TRUE | FALSE | FALSE
MM | Medical and Laboratory Equipment | IC | Infection Control Equipment |  | 212 | MMIC-212 | SYSTEM: steam sterilizer, load/unload, automatic, stand alone | MMIC-065 | SYSTEM: steam steriliser, load/unload, automatic, stand-alone | 2 | ARCH-MME | TRUE | FALSE | FALSE
MM | Medical and Laboratory Equipment | IC | Infection Control Equipment |  | 216 | MMIC-216 | SYSTEM: batch washer, load/unload, automatic, shuttle/conveyor | MMIC-061 | SYSTEM: batch washer, load/unload, automatic, shuttle and conveyor | 2 | ARCH-MME | TRUE | FALSE | FALSE
MM | Medical and Laboratory Equipment | IC | Infection Control Equipment |  | 217 | MMIC-217 | SYSTEM: batch washer, load/unload, automatic, stand alone | MMIC-062 | SYSTEM: batch washer, load/unload, automatic, stand-alone | 2 | ARCH-MME | TRUE | FALSE | FALSE
MM | Medical and Laboratory Equipment | IC | Infection Control Equipment |  | 221 | MMIC-221 | SYSTEM: automated storage, racks, steriliser | MMIC-066 | SYSTEM: storage, washer racks / inserts, automated | 2 | ARCH-MME | TRUE | FALSE | FALSE
MM | Medical and Laboratory Equipment | IC | Infection Control Equipment |  | 226 | MMIC-226 | SYSTEM: automated storage, racks, batch washer |  |  | 2 | ARCH-MME | TRUE | FALSE | FALSE
MM | Medical and Laboratory Equipment | IC | Infection Control Equipment |  | 231 | MMIC-231 | CONVEYOR: sterilizer rack return, chamber sealed, automatic | MMIC-016 | CONVEYOR: steriliser return, chamber sealed, automatic | 2 | ARCH-MME | TRUE | FALSE | FALSE
MM | Medical and Laboratory Equipment | IC | Infection Control Equipment |  | 232 | MMIC-232 | CONVEYOR: sterilizer rack return, chamber sealed, manual | MMIC-017 | CONVEYOR: steriliser return, chamber sealed, manual | 2 | ARCH-MME | TRUE | FALSE | FALSE
MM | Medical and Laboratory Equipment | IC | Infection Control Equipment |  | 233 | MMIC-233 | CONVEYOR: sterilizer rack return, hatch sealed, automatic | MMIC-018 | CONVEYOR: steriliser return, hatch sealed, automatic | 2 | ARCH-MME | TRUE | FALSE | FALSE
MM | Medical and Laboratory Equipment | IC | Infection Control Equipment |  | 234 | MMIC-234 | CONVEYOR: sterilizer rack return, hatch sealed, manual | MMIC-019 | CONVEYOR: steriliser return, hatch sealed, manual | 2 | ARCH-MME | TRUE | FALSE | FALSE
MM | Medical and Laboratory Equipment | IC | Infection Control Equipment |  | 236 | MMIC-236 | CONVEYOR: batch washer rack return, chamber sealed, automatic | MMIC-021 | CONVEYOR: wash rack return, chamber sealed, automatic | 2 | ARCH-MME | TRUE | FALSE | FALSE
MM | Medical and Laboratory Equipment | IC | Infection Control Equipment |  | 237 | MMIC-237 | CONVEYOR: batch washer rack return, chamber sealed, manual | MMIC-022 | CONVEYOR: wash rack return, chamber sealed, manual | 2 | ARCH-MME | TRUE | FALSE | FALSE
MM | Medical and Laboratory Equipment | IC | Infection Control Equipment |  | 238 | MMIC-238 | CONVEYOR: batch washer rack return, hatch sealed, automatic | MMIC-023 | CONVEYOR: wash rack return, hatch sealed, automatic | 2 | ARCH-MME | TRUE | FALSE | FALSE
MM | Medical and Laboratory Equipment | IC | Infection Control Equipment |  | 239 | MMIC-239 | CONVEYOR: batch washer rack return, hatch sealed, manual | MMIC-024 | CONVEYOR: wash rack return, hatch sealed, manual | 2 | ARCH-MME | TRUE | FALSE | FALSE
MM | Medical and Laboratory Equipment | IC | Infection Control Equipment |  | 241 | MMIC-241 | TROLLEY: steam steriliser, transfer, load/unload, fixed height | MMIC-074 | TROLLEY: steam steriliser, transfer, load/unload, fixed height | 2 | ARCH-MME | TRUE | FALSE | FALSE
MM | Medical and Laboratory Equipment | IC | Infection Control Equipment |  | 242 | MMIC-242 | TROLLEY: steam steriliser, transfer, load/unload, height adjustable | MMIC-075 | TROLLEY: steam steriliser, transfer, load/unload,height adjustable | 2 | ARCH-MME | TRUE | FALSE | FALSE
MM | Medical and Laboratory Equipment | IC | Infection Control Equipment |  | 246 | MMIC-246 | TROLLEY: batch washer, transfer, load/unload, fixed height | MMIC-069 | TROLLEY: batch washer, transfer, load/unload, batch washer, fixed height | 2 | ARCH-MME | TRUE | FALSE | FALSE
MM | Medical and Laboratory Equipment | IC | Infection Control Equipment |  | 247 | MMIC-247 | TROLLEY: batch washer, transfer, load/unload, height adjustable | MMIC-070 | TROLLEY: batch washer, transfer, load/unload, height adjustable | 2 | ARCH-MME | TRUE | FALSE | FALSE
MM | Medical and Laboratory Equipment | IC | Infection Control Equipment |  | 251 | MMIC-251 | TROLLEY: racks, steriliser |  |  | 2 | ARCH-MME | TRUE | FALSE | FALSE
MM | Medical and Laboratory Equipment | IC | Infection Control Equipment |  | 256 | MMIC-256 | TROLLEY: racks, batch washer |  |  | 2 | ARCH-MME | TRUE | FALSE | FALSE
MM | Medical and Laboratory Equipment | IC | Infection Control Equipment |  | 261 | MMIC-261 | HATCH: racks, return, steriliser | MMIC-030 | HATCH: return, racks, switched both sides | 2 | ARCH-MME | TRUE | FALSE | FALSE
MM | Medical and Laboratory Equipment | IC | Infection Control Equipment |  | 266 | MMIC-266 | HATCH: racks, return, batch washer |  |  | 2 | ARCH-MME | TRUE | FALSE | FALSE
MM | Medical and Laboratory Equipment | IC | Infection Control Equipment |  | 271 | MMIC-271 | SHELVING UNIT: racks, steriliser | MMIC-050 | SHELVES: steam steriliser racks | 2 | ARCH-MME | TRUE | FALSE | FALSE
MM | Medical and Laboratory Equipment | IC | Infection Control Equipment |  | 276 | MMIC-276 | SHELVING UNIT: racks, batch washer |  |  | 2 | ARCH-MME | TRUE | FALSE | FALSE
MM | Medical and Laboratory Equipment | IC | Infection Control Equipment |  | 281 | MMIC-281 | RACK: steam steriliser | MMIC-045 | RACKS: steam steriliser, c/w single shelf | 2 | ARCH-MME | TRUE | FALSE | FALSE
MM | Medical and Laboratory Equipment | IC | Infection Control Equipment |  | 286 | MMIC-286 | RACK: batch washer | MMIC-044 | RACKS: batch washer, various | 2 | ARCH-MME | TRUE | FALSE | FALSE
MM | Medical and Laboratory Equipment | IC | Infection Control Equipment |  | 291 | MMIC-291 | CABINET: drying, instrument, pass-through | MMIC-005 | CABINET: drying, pass-through | 2 | ARCH-MME | TRUE | FALSE | FALSE
MM | Medical and Laboratory Equipment | IC | Infection Control Equipment |  | 292 | MMIC-292 | CABINET: drying, instrument, single door | MMIC-003 | CABINET: drying, instrument | 2 | ARCH-MME | TRUE | FALSE | FALSE
MM | Medical and Laboratory Equipment | IC | Infection Control Equipment |  | 296 | MMIC-296 | CABINET: drying, respiratory instrument, pass-through | MMIC-006 | CABINET: drying, tube | 2 | ARCH-MME | TRUE | FALSE | FALSE
MM | Medical and Laboratory Equipment | IC | Infection Control Equipment |  | 297 | MMIC-297 | CABINET: drying, respiratory instrument, single door | MMIC-004 | CABINET: drying, instrument/tube | 2 | ARCH-MME | TRUE | FALSE | FALSE
MM | Medical and Laboratory Equipment | IC | Infection Control Equipment |  | 301 | MMIC-301 | CABINET: endoscope, drying and storage, single door, pass-through | MMIC-008; MMIC-010 | CABINET: endoscope, drying, pass-through, filtered / circulated / heated air drying; CABINET: endoscope, drying & storage, pass-through filtered / forced air drying | 2 | ARCH-MME | TRUE | FALSE | TRUE
MM | Medical and Laboratory Equipment | IC | Infection Control Equipment |  | 302 | MMIC-302 | CABINET: endoscope, drying and storage, single door | MMIC-009; MMIC-011 | CABINET: endoscope, drying, single door, filtered / circulated / heated air drying; CABINET: endoscope, drying & storage, single door, filtered / forced air drying | 2 | ARCH-MME | TRUE | FALSE | TRUE
MM | Medical and Laboratory Equipment | IC | Infection Control Equipment |  | 306 | MMIC-306 | CABINET: endoscope, drying and storage, double doors, pass-through |  |  | 2 | ARCH-MME | TRUE | FALSE | FALSE
MM | Medical and Laboratory Equipment | IC | Infection Control Equipment |  | 307 | MMIC-307 | CABINET: endoscope, drying and storage, double doors |  |  | 2 | ARCH-MME | TRUE | FALSE | FALSE
MM | Medical and Laboratory Equipment | IC | Infection Control Equipment |  | 311 | MMIC-311 | REPROCESSOR: low temperature, flexible endoscopes, high level chemical disinfection, single chamber, pass-through | MMIC-119 | REPROCESSOR: low temperature, flexible endoscopes, high level chemical disinfection, single chamber, pass-through | 2 | ARCH-MME | TRUE | FALSE | FALSE
MM | Medical and Laboratory Equipment | IC | Infection Control Equipment |  | 312 | MMIC-312 | REPROCESSOR: low temperature, flexible endoscopes, high level chemical disinfection, single chamber, single door | MMIC-120 | REPROCESSOR: low temperature, flexible endoscopes, high level chemical disinfection, single chamber, single door | 2 | ARCH-MME | TRUE | FALSE | FALSE
MM | Medical and Laboratory Equipment | IC | Infection Control Equipment |  | 322 | MMIC-322 | REPROCESSOR: low temperature, flexible endoscopes, high level chemical disinfection, double chamber, pass-through | MMIC-117 | REPROCESSOR: low temperature, flexible endoscopes, high level chemical disinfection, dual chamber, pass-through | 2 | ARCH-MME | TRUE | FALSE | FALSE
MM | Medical and Laboratory Equipment | IC | Infection Control Equipment |  | 323 | MMIC-323 | REPROCESSOR: low temperature, flexible endoscopes, high level chemical disinfection, double chamber, single door | MMIC-118 | REPROCESSOR: low temperature, flexible endoscopes, high level chemical disinfection, dual chamber, single door | 2 | ARCH-MME | TRUE | FALSE | FALSE
MM | Medical and Laboratory Equipment | IC | Infection Control Equipment |  | 331 | MMIC-331 | REPROCESSOR: low temperature, flexible endoscopes, high level chemical disinfection, triple chamber, pass-through |  |  | 2 | ARCH-MME | TRUE | FALSE | FALSE
MM | Medical and Laboratory Equipment | IC | Infection Control Equipment |  | 341 | MMIC-341 | CONNECTOR: endoscope, for reprocessor | MMIC-015 | CONNECTORS: endoscopes, for use in reprocessors | 2 | ARCH-MME | TRUE | FALSE | FALSE
MM | Medical and Laboratory Equipment | IC | Infection Control Equipment |  | 342 | MMIC-342 | CONNECTOR: endoscope, for drying and storage cabinet | MMIC-014 | CONNECTORS: endoscopes, for use in drying & storage cabinets | 2 | ARCH-MME | TRUE | FALSE | FALSE
MM | Medical and Laboratory Equipment | IC | Infection Control Equipment |  | 351 | MMIC-351 | DISINFECTOR: ultrasound probes, freestanding | MMIC-122 | DISINFECTOR: ultrasound probes | 2 | ARCH-MME | TRUE | FALSE | TRUE
MM | Medical and Laboratory Equipment | IC | Infection Control Equipment |  | 352 | MMIC-352 | DISINFECTOR: ultrasound probes, benchtop |  |  | 2 | ARCH-MME | TRUE | FALSE | FALSE
MM | Medical and Laboratory Equipment | IC | Infection Control Equipment |  | 353 | MMIC-353 | DISINFECTOR: ultrasound probes, wall mounted |  |  | 2 | ARCH-MME | TRUE | FALSE | FALSE
MM | Medical and Laboratory Equipment | IC | Infection Control Equipment |  | 361 | MMIC-361 | WASHER SANITISER: pan | MMIC-095 | WASHER SANITISER: pan flusher | 3 | ARCH-FFE | TRUE | FALSE | FALSE
MM | Medical and Laboratory Equipment | IC | Infection Control Equipment |  | 362 | MMIC-362 | WASHER SANITISER: utensil | MMIC-097 | WASHER SANITISER: utensil washer | 3 | ARCH-FFE | TRUE | FALSE | FALSE
MM | Medical and Laboratory Equipment | IC | Infection Control Equipment |  | 366 | MMIC-366 | WASHER SANITISER: pan and utensil | MMIC-096 | WASHER SANITISER: pan flusher and utensil washer combined | 3 | ARCH-FFE | TRUE | FALSE | FALSE
MM | Medical and Laboratory Equipment | IC | Infection Control Equipment |  | 391 | MMIC-391 | LIFTER: loan sets, mobile |  |  | 3 | ARCH-FFE | TRUE | FALSE | FALSE
MM | Medical and Laboratory Equipment | IC | Infection Control Equipment |  | 404 | MMIC-404 | WORKSTATION: instrument inspection, straight, adjustable height, 900H nom, 750D |  |  | 3 | ARCH-FFE | TRUE | FALSE | FALSE
MM | Medical and Laboratory Equipment | IC | Infection Control Equipment |  | 405 | MMIC-405 | WORKSTATION: instrument inspection, straight, adjustable height, 900H nom, 800D |  |  | 3 | ARCH-FFE | TRUE | FALSE | FALSE
MM | Medical and Laboratory Equipment | IC | Infection Control Equipment |  | 414 | MMIC-414 | WORKSTATION: loan set, straight, adjustable height, 900H nom, 750D |  |  | 3 | ARCH-FFE | TRUE | FALSE | FALSE
MM | Medical and Laboratory Equipment | IC | Infection Control Equipment |  | 415 | MMIC-415 | WORKSTATION: loan set, straight, adjustable height, 900H nom, 800D |  |  | 3 | ARCH-FFE | TRUE | FALSE | FALSE
MM | Medical and Laboratory Equipment | IC | Infection Control Equipment |  | 424 | MMIC-424 | WORKSTATION: sterile stock packing, straight, adjustable height, 900H nom, 750D |  |  | 3 | ARCH-FFE | TRUE | FALSE | FALSE
MM | Medical and Laboratory Equipment | IC | Infection Control Equipment |  | 425 | MMIC-425 | WORKSTATION: sterile stock packing, straight, adjustable height, 900H nom, 800D |  |  | 3 | ARCH-FFE | TRUE | FALSE | FALSE
MM | Medical and Laboratory Equipment | IC | Infection Control Equipment |  | 434 | MMIC-434 | WORKSTATION: washing / decontamination, straight, adjustable height, 900H nom, 750D, with sink | MMIC-052 | STATION: wash/decontamination, height adj, sink, manual, pre-rinse | 1 | ARCH-FFE | TRUE | FALSE | FALSE
MM | Medical and Laboratory Equipment | IC | Infection Control Equipment |  | 444 | MMIC-444 | WORKSTATION: final rinse, straight, adjustable height, 900H nom, 750D, with sink, reverse osmosis | MMIC-051 | STATION: final rinse, sink, Reverse Osmosis | 1 | ARCH-FFE | TRUE | FALSE | TRUE
MM | Medical and Laboratory Equipment | IC | Infection Control Equipment |  | 451 | MMIC-451 | MIXER: chemical dosing, over sink | MMIC-041 | MIXER: chemical | 1 | ARCH-FFE | TRUE | FALSE | FALSE
MM | Medical and Laboratory Equipment | IC | Infection Control Equipment |  | 452 | MMIC-452 | MIXER: chemical dosing, integral to sink |  |  | 1 | ARCH-FFE | TRUE | FALSE | FALSE
MM | Medical and Laboratory Equipment | IC | Infection Control Equipment |  | 461 | MMIC-461 | LIGHT: task, magnifying glass, instrument inspection, wall mounted | MMIC-039 | LIGHT: magnifying, task light | 1 | ARCH-FFE | TRUE | FALSE | TRUE
MM | Medical and Laboratory Equipment | IC | Infection Control Equipment |  | 462 | MMIC-462 | LIGHT: task, magnifying glass, instrument inspection, surface mounted |  |  | 3 | ARCH-FFE | TRUE | FALSE | FALSE
MM | Medical and Laboratory Equipment | IC | Infection Control Equipment |  | 471 | MMIC-471 | GUN: spray, air | MMIC-028 | GUN: spray, air | 1 | ARCH-FFE | TRUE | FALSE | FALSE
MM | Medical and Laboratory Equipment | IC | Infection Control Equipment |  | 472 | MMIC-472 | GUN: spray, water | MMIC-029 | GUN: spray, water | 1 | ARCH-FFE | TRUE | FALSE | FALSE
MM | Medical and Laboratory Equipment | IC | Infection Control Equipment |  | 476 | MMIC-476 | HOLDER: spray gun, air | MMIC-037 | HOLDER: air nozzle | 1 | ARCH-FFE | TRUE | FALSE | FALSE
MM | Medical and Laboratory Equipment | IC | Infection Control Equipment |  | 477 | MMIC-477 | HOLDER: spray gun, water |  |  | 1 | ARCH-FFE | TRUE | FALSE | FALSE
MM | Medical and Laboratory Equipment | IC | Infection Control Equipment |  | 481 | MMIC-481 | DISPENSER: sheet material, roll, sterilizing wrap, benchtop | FIDI-024 | DISPENSER: non-woven wrap | 3 | ARCH-FFE | TRUE | FALSE | FALSE
MM | Medical and Laboratory Equipment | IC | Infection Control Equipment |  | 482 | MMIC-482 | DISPENSER: sheet material, roll, sterilizing wrap, wall mounted |  |  | 2 | ARCH-FFE | TRUE | FALSE | TRUE
MM | Medical and Laboratory Equipment | IC | Infection Control Equipment |  | 486 | MMIC-486 | RACK: sheet material, sterilizing wrap, benchtop |  |  | 3 | ARCH-FFE | TRUE | FALSE | FALSE
MM | Medical and Laboratory Equipment | IC | Infection Control Equipment |  | 487 | MMIC-487 | RACK: sheet material, sterilizing wrap, wall mounted | MMIC-043 | RACK: graduated sterile wrap | 2 | ARCH-FFE | TRUE | FALSE | FALSE
MM | Medical and Laboratory Equipment | IC | Infection Control Equipment |  | 491 | MMIC-491 | TROLLEY: transfer, instruments, clean | MMIC-121 | TROLLEY: instruments transfer | 3 | ARCH-FFE | TRUE | FALSE | TRUE
MM | Medical and Laboratory Equipment | IC | Infection Control Equipment |  | 496 | MMIC-496 | TROLLEY: transfer, instruments, dirty | MMIC-121 | TROLLEY: instruments transfer | 3 | ARCH-FFE | TRUE | FALSE | TRUE
MM | Medical and Laboratory Equipment | IC | Infection Control Equipment |  | 381 | MMIC-381 | HOIST: case carts, clean | MMIC-033 | HOIST: clean | 1 | ARCH-FFE | TRUE | FALSE | FALSE
MM | Medical and Laboratory Equipment | IC | Infection Control Equipment |  | 386 | MMIC-386 | HOIST: case carts, dirty | MMIC-034 | HOIST: dirty | 1 | ARCH-FFE | TRUE | FALSE | FALSE
MM | Medical and Laboratory Equipment | IC | Infection Control Equipment | MMIC-404 | 01 | MMIC-404.01 | WORKSTATION: instrument inspection, straight, adjustable height, 900H nom, 750D x 1500W | MMIC-101 | WORKBENCH: instrument management, height adjustable | 3 | ARCH-FFE | TRUE | FALSE | TRUE
MM | Medical and Laboratory Equipment | IC | Infection Control Equipment | MMIC-404 | 02 | MMIC-404.02 | WORKSTATION: instrument inspection, straight, adjustable height, 900H nom, 750D x 1600W |  |  | 3 | ARCH-FFE | TRUE | FALSE | FALSE
MM | Medical and Laboratory Equipment | IC | Infection Control Equipment | MMIC-404 | 03 | MMIC-404.03 | WORKSTATION: instrument inspection, straight, adjustable height, 900H nom, 750D x 1800W |  |  | 3 | ARCH-FFE | TRUE | FALSE | FALSE
MM | Medical and Laboratory Equipment | IC | Infection Control Equipment | MMIC-404 | 04 | MMIC-404.04 | WORKSTATION: instrument inspection, straight, adjustable height, 900H nom, 750D x 2100W |  |  | 3 | ARCH-FFE | TRUE | FALSE | FALSE
MM | Medical and Laboratory Equipment | IC | Infection Control Equipment | MMIC-405 | 01 | MMIC-405.01 | WORKSTATION: instrument inspection, straight, adjustable height, 900H nom, 800D x 1500W |  |  | 3 | ARCH-FFE | TRUE | FALSE | FALSE
MM | Medical and Laboratory Equipment | IC | Infection Control Equipment | MMIC-405 | 02 | MMIC-405.02 | WORKSTATION: instrument inspection, straight, adjustable height, 900H nom, 800D x 1600W |  |  | 3 | ARCH-FFE | TRUE | FALSE | FALSE
MM | Medical and Laboratory Equipment | IC | Infection Control Equipment | MMIC-405 | 03 | MMIC-405.03 | WORKSTATION: instrument inspection, straight, adjustable height, 900H nom, 800D x 1800W |  |  | 3 | ARCH-FFE | TRUE | FALSE | FALSE
MM | Medical and Laboratory Equipment | IC | Infection Control Equipment | MMIC-405 | 04 | MMIC-405.04 | WORKSTATION: instrument inspection, straight, adjustable height, 900H nom, 800D x 2100W |  |  | 3 | ARCH-FFE | TRUE | FALSE | FALSE
MM | Medical and Laboratory Equipment | IC | Infection Control Equipment | MMIC-414 | 01 | MMIC-414.01 | WORKSTATION: loan set, straight, adjustable height, 900H nom, 750D x 1500W | MMIC-102 | WORKBENCH: loan set, height adjustable | 3 | ARCH-FFE | TRUE | FALSE | FALSE
MM | Medical and Laboratory Equipment | IC | Infection Control Equipment | MMIC-414 | 02 | MMIC-414.02 | WORKSTATION: loan set, straight, adjustable height, 900H nom, 750D x 1600W |  |  | 3 | ARCH-FFE | TRUE | FALSE | FALSE
MM | Medical and Laboratory Equipment | IC | Infection Control Equipment | MMIC-414 | 03 | MMIC-414.03 | WORKSTATION: loan set, straight, adjustable height, 900H nom, 750D x 1800W |  |  | 3 | ARCH-FFE | TRUE | FALSE | FALSE
MM | Medical and Laboratory Equipment | IC | Infection Control Equipment | MMIC-414 | 04 | MMIC-414.04 | WORKSTATION: loan set, straight, adjustable height, 900H nom, 750D x 2100W |  |  | 3 | ARCH-FFE | TRUE | FALSE | FALSE
MM | Medical and Laboratory Equipment | IC | Infection Control Equipment | MMIC-415 | 01 | MMIC-415.01 | WORKSTATION: loan set, straight, adjustable height, 900H nom, 800D x 1500W |  |  | 3 | ARCH-FFE | TRUE | FALSE | FALSE
MM | Medical and Laboratory Equipment | IC | Infection Control Equipment | MMIC-415 | 02 | MMIC-415.02 | WORKSTATION: loan set, straight, adjustable height, 900H nom, 800D x 1600W |  |  | 3 | ARCH-FFE | TRUE | FALSE | FALSE
MM | Medical and Laboratory Equipment | IC | Infection Control Equipment | MMIC-415 | 03 | MMIC-415.03 | WORKSTATION: loan set, straight, adjustable height, 900H nom, 800D x 1800W |  |  | 3 | ARCH-FFE | TRUE | FALSE | FALSE
MM | Medical and Laboratory Equipment | IC | Infection Control Equipment | MMIC-415 | 04 | MMIC-415.04 | WORKSTATION: loan set, straight, adjustable height, 900H nom, 800D x 2100W |  |  | 3 | ARCH-FFE | TRUE | FALSE | FALSE
MM | Medical and Laboratory Equipment | IC | Infection Control Equipment | MMIC-424 | 01 | MMIC-424.01 | WORKSTATION: sterile stock packing, straight, adjustable height, 900H nom, 750D x 1500W | MMIC-103 | WORKBENCH: packing, height adjustable | 3 | ARCH-FFE | TRUE | FALSE | FALSE
MM | Medical and Laboratory Equipment | IC | Infection Control Equipment | MMIC-424 | 02 | MMIC-424.02 | WORKSTATION: sterile stock packing, straight, adjustable height, 900H nom, 750D x 1600W |  |  | 3 | ARCH-FFE | TRUE | FALSE | FALSE
MM | Medical and Laboratory Equipment | IC | Infection Control Equipment | MMIC-424 | 03 | MMIC-424.03 | WORKSTATION: sterile stock packing, straight, adjustable height, 900H nom, 750D x 1800W |  |  | 3 | ARCH-FFE | TRUE | FALSE | FALSE
MM | Medical and Laboratory Equipment | IC | Infection Control Equipment | MMIC-424 | 04 | MMIC-424.04 | WORKSTATION: sterile stock packing, straight, adjustable height, 900H nom, 750D x 2100W |  |  | 3 | ARCH-FFE | TRUE | FALSE | FALSE
MM | Medical and Laboratory Equipment | IC | Infection Control Equipment | MMIC-425 | 01 | MMIC-425.01 | WORKSTATION: sterile stock packing, straight, adjustable height, 900H nom, 800D x 1500W |  |  | 3 | ARCH-FFE | TRUE | FALSE | FALSE
MM | Medical and Laboratory Equipment | IC | Infection Control Equipment | MMIC-425 | 02 | MMIC-425.02 | WORKSTATION: sterile stock packing, straight, adjustable height, 900H nom, 800D x 1600W |  |  | 3 | ARCH-FFE | TRUE | FALSE | FALSE
MM | Medical and Laboratory Equipment | IC | Infection Control Equipment | MMIC-425 | 03 | MMIC-425.03 | WORKSTATION: sterile stock packing, straight, adjustable height, 900H nom, 800D x 1800W |  |  | 3 | ARCH-FFE | TRUE | FALSE | FALSE
MM | Medical and Laboratory Equipment | IC | Infection Control Equipment | MMIC-425 | 04 | MMIC-425.04 | WORKSTATION: sterile stock packing, straight, adjustable height, 900H nom, 800D x 2100W |  |  | 3 | ARCH-FFE | TRUE | FALSE | FALSE
MM | Medical and Laboratory Equipment | LA | Laboratory Equipment |  | 001 | MMLA-001 | DEVICE: analyser, amino acid | MMLA-001 | ANALYSER: amino acid | 3 | ARCH-FFE | TRUE | FALSE | FALSE
MM | Medical and Laboratory Equipment | LA | Laboratory Equipment |  | 002 | MMLA-002 | DEVICE: analyser, blood/ gas | MMLA-002 | ANALYSER: blood/gas | 3 | ARCH-FFE | TRUE | FALSE | FALSE
MM | Medical and Laboratory Equipment | LA | Laboratory Equipment |  | 003 | MMLA-003 | DEVICE: analyser, blood/ gas, point of care | MMLA-003 | ANALYSER: blood gas, point of care | 3 | ARCH-FFE | TRUE | FALSE | FALSE
MM | Medical and Laboratory Equipment | LA | Laboratory Equipment |  | 004 | MMLA-004 | DEVICE: analyser, blood/ gas, portable | MMLA-004 | ANALYSER: blood/gas, portable (i-Stat) | 3 | ARCH-FFE | TRUE | FALSE | FALSE
MM | Medical and Laboratory Equipment | LA | Laboratory Equipment |  | 005 | MMLA-005 | DEVICE: analyser, body fat | MMLA-005 | ANALYSER: body fat | 3 | ARCH-FFE | TRUE | FALSE | FALSE
MM | Medical and Laboratory Equipment | LA | Laboratory Equipment |  | 006 | MMLA-006 | DEVICE: analyser, integrated chemistry | MMLA-006; MMLA-010 | ANALYSER: chemistry, integrated; ANALYSER: Integrated chemistry | 3 | ARCH-FFE | TRUE | FALSE | FALSE
MM | Medical and Laboratory Equipment | LA | Laboratory Equipment |  | 008 | MMLA-008 | DEVICE: analyser, fourier transform infra-red (FTIR) | MMLA-008 | ANALYSER: Fourier, infra-red | 3 | ARCH-FFE | TRUE | FALSE | FALSE
MM | Medical and Laboratory Equipment | LA | Laboratory Equipment |  | 011 | MMLA-011 | DEVICE: analyser, pulmonary | MMLA-011 | ANALYSER: pulmonary | 3 | ARCH-FFE | TRUE | FALSE | FALSE
MM | Medical and Laboratory Equipment | LA | Laboratory Equipment |  | 012 | MMLA-012 | DEVICE: analyser, sperm | MMLA-012 | ANALYSER: sperm clinical analysis (spermogram) | 3 | ARCH-FFE | TRUE | FALSE | FALSE
MM | Medical and Laboratory Equipment | LA | Laboratory Equipment |  | 013 | MMLA-013 | DEVICE: analyser, urinalysis | MMLA-013 | ANALYSER: urinalysis | 3 | ARCH-FFE | TRUE | FALSE | FALSE
MM | Medical and Laboratory Equipment | LA | Laboratory Equipment |  | 014 | MMLA-014 | DEVICE: wax bath | MMLA-014 | DEVICE: wax bath | 3 | ARCH-FFE | TRUE | FALSE | FALSE
MM | Medical and Laboratory Equipment | LA | Laboratory Equipment |  | 015 | MMLA-015 | DEVICE: boiling unit, bone | MMLA-015 | BOILING UNIT: bones | 2 | ARCH-FFE | TRUE | FALSE | FALSE
MM | Medical and Laboratory Equipment | LA | Laboratory Equipment |  | 016 | MMLA-016 | DEVICE: bunsen burner | MMLA-016 | BURNER: bunsen | 3 | ARCH-FFE | TRUE | FALSE | FALSE
MM | Medical and Laboratory Equipment | LA | Laboratory Equipment |  | 036 | MMLA-036 | DEVICE: centrifuge | MMLA-036 | CENTRIFUGE: benchtop | 3 | ARCH-FFE | TRUE | FALSE | FALSE
MM | Medical and Laboratory Equipment | LA | Laboratory Equipment |  | 037 | MMLA-037 | DEVICE: centrifuge, cell washer | MMLA-037 | CENTRIFUGE: benchtop, cell washer | 3 | ARCH-FFE | TRUE | FALSE | FALSE
MM | Medical and Laboratory Equipment | LA | Laboratory Equipment |  | 038 | MMLA-038 | DEVICE: centrifuge, high speed | MMLA-038 | CENTRIFUGE: benchtop, high speed | 3 | ARCH-FFE | TRUE | FALSE | FALSE
MM | Medical and Laboratory Equipment | LA | Laboratory Equipment |  | 039 | MMLA-039 | DEVICE: centrifuge, micro | MMLA-039 | CENTRIFUGE: benchtop, micro | 3 | ARCH-FFE | TRUE | FALSE | FALSE
MM | Medical and Laboratory Equipment | LA | Laboratory Equipment |  | 040 | MMLA-040 | DEVICE: centrifuge, refrigerated | MMLA-040 | CENTRIFUGE: benchtop, refrigerated | 3 | ARCH-FFE | TRUE | FALSE | FALSE
MM | Medical and Laboratory Equipment | LA | Laboratory Equipment |  | 042 | MMLA-042 | DEVICE: chromatography, gas | MMLA-042 | CHROMATOGRAPH: gas | 3 | ARCH-FFE | TRUE | FALSE | FALSE
MM | Medical and Laboratory Equipment | LA | Laboratory Equipment |  | 044 | MMLA-044 | DEVICE: laboratory counter, single unit | MMLA-044 | COUNTER: single | 3 | ARCH-FFE | TRUE | FALSE | FALSE
MM | Medical and Laboratory Equipment | LA | Laboratory Equipment |  | 045 | MMLA-045 | DEVICE: counter, tablet | MMLA-045 | COUNTER: tablet | 3 | ARCH-FFE | TRUE | FALSE | FALSE
MM | Medical and Laboratory Equipment | LA | Laboratory Equipment |  | 047 | MMLA-047 | DEVICE: electrophoresis | MMLA-047 | DEVICE: Electrophoresis, labyrinth | 3 | ARCH-FFE | TRUE | FALSE | FALSE
MM | Medical and Laboratory Equipment | LA | Laboratory Equipment |  | 057 | MMLA-057 | DEVICE: laboratory, dry block heater | MMLA-057 | HEATER: dry block, laboratory | 3 | ARCH-FFE | TRUE | FALSE | FALSE
MM | Medical and Laboratory Equipment | LA | Laboratory Equipment |  | 058 | MMLA-058 | DEVICE: laboratory, hotplate | MMLA-058 | HOTPLATE: laboratory | 3 | ARCH-FFE | TRUE | FALSE | FALSE
MM | Medical and Laboratory Equipment | LA | Laboratory Equipment |  | 065 | MMLA-065 | DEVICE: laboratory, mixer, tube | MMLA-065 | MIXER: tube, laboratory | 3 | ARCH-FFE | TRUE | FALSE | FALSE
MM | Medical and Laboratory Equipment | LA | Laboratory Equipment |  | 066 | MMLA-066 | DEVICE: laboratory, mixer, vortex | MMLA-066 | MIXER: vortex, laboratory | 3 | ARCH-FFE | TRUE | FALSE | FALSE
MM | Medical and Laboratory Equipment | LA | Laboratory Equipment |  | 067 | MMLA-067 | DEVICE: laboratory, osmometer | MMLA-067 | OSMOMETER: Laboratory | 3 | ARCH-FFE | TRUE | FALSE | FALSE
MM | Medical and Laboratory Equipment | LA | Laboratory Equipment |  | 073 | MMLA-073 | DEVICE: laboratory, shaker, platelet | MMLA-073 | SHAKER: platelet, laboratory | 3 | ARCH-FFE | TRUE | FALSE | FALSE
MM | Medical and Laboratory Equipment | LA | Laboratory Equipment |  | 074 | MMLA-074 | DEVICE: laboratory, stainer, slide | MMLA-074 | STAINER: slide, laboratory | 3 | ARCH-FFE | TRUE | FALSE | FALSE
MM | Medical and Laboratory Equipment | LA | Laboratory Equipment |  | 083 | MMLA-083 | DEVICE: ultramicrotome, section cutter | MMLA-083 | ULTRAMICROTOME: section cutter, ultra-thin | 3 | ARCH-FFE | TRUE | FALSE | FALSE
MM | Medical and Laboratory Equipment | LA | Laboratory Equipment |  | 084 | MMLA-084 | DEVICE: warmer, slide | MMLA-084 | WARMER: slide | 3 | ARCH-FFE | TRUE | FALSE | FALSE
MM | Medical and Laboratory Equipment | LA | Laboratory Equipment |  | 088 | MMLA-088 | DEVICE: laboratory, mixer, roller |  |  | 3 | ARCH-FFE | TRUE | FALSE | FALSE
MM | Medical and Laboratory Equipment | LA | Laboratory Equipment |  | 091 | MMLA-091 | SYSTEM: laboratory, automated microbial identification | MMLA-078 | SYSTEM: automated microbial identification, laboratory | 3 | ARCH-FFE | TRUE | FALSE | FALSE
MM | Medical and Laboratory Equipment | LA | Laboratory Equipment |  | 092 | MMLA-092 | SYSTEM: laboratory, chemistry, ortho-clinical diagnostics | MMLA-079 | SYSTEM: chemistry, ortho-clinical diagnostics, laboratory | 3 | ARCH-FFE | TRUE | FALSE | FALSE
MM | Medical and Laboratory Equipment | LA | Laboratory Equipment |  | 096 | MMLA-096 | TRANSFUSER: cell saver | MMLA-082 | TRANSFUSER: blood, autologous (Cell Saver) | 3 | ARCH-FFE | TRUE | FALSE | FALSE
MM | Medical and Laboratory Equipment | LA | Laboratory Equipment |  | 101 | MMLA-101 | MICROSCOPE: laboratory | MMLA-063 | MICROSCOPE: laboratory | 3 | ARCH-FFE | TRUE | FALSE | FALSE
MM | Medical and Laboratory Equipment | LA | Laboratory Equipment |  | 106 | MMLA-106 | MICROSCOPE: laboratory, stereo, bench mount | MMLA-064 | MICROSCOPE: laboratory, stereo, bench mount | 3 | ARCH-FFE | TRUE | FALSE | FALSE
MM | Medical and Laboratory Equipment | LA | Laboratory Equipment |  | 111 | MMLA-111 | INCUBATOR: laboratory | MMLA-061 | INCUBATOR: laboratory | 3 | ARCH-FFE | TRUE | FALSE | FALSE
MM | Medical and Laboratory Equipment | LA | Laboratory Equipment |  | 116 | MMLA-116 | INCUBATOR: laboratory, carbon dioxide (CO2) | MMLA-060 | INCUBATOR: CO2 | 3 | ARCH-FFE | TRUE | FALSE | FALSE
MM | Medical and Laboratory Equipment | LA | Laboratory Equipment |  | 121 | MMLA-121 | CABINET: anaerobic chamber | MMLA-041 | CHAMBER: AnO2 Holding (Laboratory) | 3 | ARCH-FFE | TRUE | FALSE | FALSE
MM | Medical and Laboratory Equipment | LA | Laboratory Equipment |  | 130 | MMLA-130 | CABINET: cytotoxic | MMLA-022 | CABINET: cytotoxic | 3 | ARCH-FFE | TRUE | FALSE | FALSE
MM | Medical and Laboratory Equipment | LA | Laboratory Equipment |  | 141 | MMLA-141 | CABINET: biological safety, Class I | MMLA-019 | CABINET: biological safety, Class I | 3 | ARCH-FFE | TRUE | FALSE | FALSE
MM | Medical and Laboratory Equipment | LA | Laboratory Equipment |  | 142 | MMLA-142 | CABINET: biological safety, Class II | MMLA-020 | CABINET: biological safety, Class II | 3 | ARCH-FFE | TRUE | FALSE | FALSE
MM | Medical and Laboratory Equipment | LA | Laboratory Equipment |  | 143 | MMLA-143 | CABINET: biological safety, Class III | MMLA-021 | CABINET: biological safety, Class III | 3 | ARCH-FFE | TRUE | FALSE | FALSE
MM | Medical and Laboratory Equipment | LA | Laboratory Equipment |  | 151 | MMLA-151 | CABINET: hazardous goods, small, oxidising | MMLA-023 | CABINET: hazardous goods, small, oxidising | 3 | ARCH-FFE | TRUE | FALSE | FALSE
MM | Medical and Laboratory Equipment | LA | Laboratory Equipment |  | 152 | MMLA-152 | CABINET: hazardous goods, small, corrosive | MMLA-024 | CABINET: hazardous goods, small, corrosive | 3 | ARCH-FFE | TRUE | FALSE | FALSE
MM | Medical and Laboratory Equipment | LA | Laboratory Equipment |  | 153 | MMLA-153 | CABINET: hazardous goods, small, flammable | MMLA-025 | CABINET: hazardous goods, small, flammable | 3 | ARCH-FFE | TRUE | FALSE | FALSE
MM | Medical and Laboratory Equipment | LA | Laboratory Equipment |  | 154 | MMLA-154 | CABINET: hazardous goods, small, toxic | MMLA-027 | CABINET: hazardous goods, small, toxic | 3 | ARCH-FFE | TRUE | FALSE | FALSE
MM | Medical and Laboratory Equipment | LA | Laboratory Equipment |  | 161 | MMLA-161 | CABINET: hazardous goods, tall, oxidising | MMLA-031 | CABINET: hazardous goods, tall, oxidising | 3 | ARCH-FFE | TRUE | FALSE | FALSE
MM | Medical and Laboratory Equipment | LA | Laboratory Equipment |  | 162 | MMLA-162 | CABINET: hazardous goods, tall, corrosive | MMLA-029 | CABINET: hazardous goods, tall, corrosive | 3 | ARCH-FFE | TRUE | FALSE | FALSE
MM | Medical and Laboratory Equipment | LA | Laboratory Equipment |  | 163 | MMLA-163 | CABINET: hazardous goods, tall, flammable | MMLA-030 | CABINET: hazardous goods, tall, flammable | 3 | ARCH-FFE | TRUE | FALSE | FALSE
MM | Medical and Laboratory Equipment | LA | Laboratory Equipment |  | 164 | MMLA-164 | CABINET: hazardous goods, tall, toxic | MMLA-032 | CABINET: hazardous goods, tall, toxic | 3 | ARCH-FFE | TRUE | FALSE | FALSE
MM | Medical and Laboratory Equipment | LA | Laboratory Equipment |  | 171 | MMLA-171 | CABINET: fume hood, benchtop |  |  | 3 | ARCH-FFE | TRUE | FALSE | FALSE
MM | Medical and Laboratory Equipment | LA | Laboratory Equipment |  | 172 | MMLA-172 | CABINET: fume hood, mobile |  |  | 3 | ARCH-FFE | TRUE | FALSE | FALSE
MM | Medical and Laboratory Equipment | LA | Laboratory Equipment |  | 173 | MMLA-173 | CABINET: fume hood, floor standing |  |  | 3 | ARCH-FFE | TRUE | FALSE | FALSE
MM | Medical and Laboratory Equipment | LA | Laboratory Equipment |  | 176 | MMLA-176 | CABINET: laminar flow, benchtop | MMLA-033 | CABINET: laminar flow | 3 | ARCH-FFE | TRUE | FALSE | FALSE
MM | Medical and Laboratory Equipment | LA | Laboratory Equipment |  | 177 | MMLA-177 | CABINET: laminar flow, mobile |  |  | 3 | ARCH-FFE | TRUE | FALSE | FALSE
MM | Medical and Laboratory Equipment | LA | Laboratory Equipment |  | 178 | MMLA-178 | CABINET: laminar flow, floor standing |  |  | 3 | ARCH-FFE | TRUE | FALSE | FALSE
MM | Medical and Laboratory Equipment | LA | Laboratory Equipment |  | 181 | MMLA-181 | CABINET: pass through, ventilated | MMLA-034 | CABINET: pass through, ventilated | 1 | ARCH-FFE | TRUE | FALSE | FALSE
MM | Medical and Laboratory Equipment | LA | Laboratory Equipment |  | 190 | MMLA-190 | METER: hydrogen ion concentration (pH) | MMLA-062 | METER: hydrogen ion concentration (pH) | 3 | ARCH-FFE | TRUE | FALSE | FALSE
MM | Medical and Laboratory Equipment | LA | Laboratory Equipment |  | 201 | MMLA-201 | FRIDGE: laboratory, 150L nom, single door, under bench | MMLA-055 | FRIDGE: laboratory, underbench | 3 | ARCH-FFE | TRUE | FALSE | FALSE
MM | Medical and Laboratory Equipment | LA | Laboratory Equipment |  | 202 | MMLA-202 | FRIDGE: laboratory, 300L nom, single door | MMLA-054 | FRIDGE: laboratory, floor standing | 3 | ARCH-FFE | TRUE | FALSE | FALSE
MM | Medical and Laboratory Equipment | LA | Laboratory Equipment |  | 203 | MMLA-203 | FRIDGE: laboratory, 500L nom, single door |  |  | 3 | ARCH-FFE | TRUE | FALSE | FALSE
MM | Medical and Laboratory Equipment | LA | Laboratory Equipment |  | 204 | MMLA-204 | FRIDGE: laboratory, 1000L nom, double door |  |  | 3 | ARCH-FFE | TRUE | FALSE | FALSE
MM | Medical and Laboratory Equipment | LA | Laboratory Equipment |  | 211 | MMLA-211 | FRIDGE: blood, 150L nom, single door, under bench |  |  | 3 | ARCH-FFE | TRUE | FALSE | FALSE
MM | Medical and Laboratory Equipment | LA | Laboratory Equipment |  | 212 | MMLA-212 | FRIDGE: blood, 200L nom, single door | MMLA-053 | FRIDGE: blood products, single door | 3 | ARCH-FFE | TRUE | FALSE | FALSE
MM | Medical and Laboratory Equipment | LA | Laboratory Equipment |  | 213 | MMLA-213 | FRIDGE: blood, 325L nom, single door |  |  | 3 | ARCH-FFE | TRUE | FALSE | FALSE
MM | Medical and Laboratory Equipment | LA | Laboratory Equipment |  | 214 | MMLA-214 | FRIDGE: blood, 500L nom, double door | MMLA-052 | FRIDGE: blood products, double door | 3 | ARCH-FFE | TRUE | FALSE | FALSE
MM | Medical and Laboratory Equipment | LA | Laboratory Equipment |  | 215 | MMLA-215 | FRIDGE: blood, 1050L nom, double door |  |  | 3 | ARCH-FFE | TRUE | FALSE | FALSE
MM | Medical and Laboratory Equipment | LA | Laboratory Equipment |  | 216 | MMLA-216 | FRIDGE: blood, 1300L nom, triple door |  |  | 3 | ARCH-FFE | TRUE | FALSE | FALSE
MM | Medical and Laboratory Equipment | LA | Laboratory Equipment |  | 251 | MMLA-251 | FREEZER: laboratory, -20C, 250L nom, single door |  |  | 3 | ARCH-FFE | TRUE | FALSE | FALSE
MM | Medical and Laboratory Equipment | LA | Laboratory Equipment |  | 252 | MMLA-252 | FREEZER: laboratory, -20C, 500L nom, single door |  |  | 3 | ARCH-FFE | TRUE | FALSE | FALSE
MM | Medical and Laboratory Equipment | LA | Laboratory Equipment |  | 261 | MMLA-261 | FREEZER: laboratory, -30C, 250L nom, single door |  |  | 3 | ARCH-FFE | TRUE | FALSE | FALSE
MM | Medical and Laboratory Equipment | LA | Laboratory Equipment |  | 262 | MMLA-262 | FREEZER: laboratory, -30C, 500L nom, single door |  |  | 3 | ARCH-FFE | TRUE | FALSE | FALSE
MM | Medical and Laboratory Equipment | LA | Laboratory Equipment |  | 272 | MMLA-272 | FREEZER: laboratory, -86C, 500L nom, single door |  |  | 3 | ARCH-FFE | TRUE | FALSE | FALSE
MM | Medical and Laboratory Equipment | LA | Laboratory Equipment |  | 281 | MMLA-281 | FREEZER: dewar, liquid nitrogen, 30L nom, single door |  |  | 3 | ARCH-FFE | TRUE | FALSE | FALSE
MM | Medical and Laboratory Equipment | LA | Laboratory Equipment |  | 282 | MMLA-282 | FREEZER: dewar, liquid nitrogen, 100L nom, single door |  |  | 3 | ARCH-FFE | TRUE | FALSE | FALSE
MM | Medical and Laboratory Equipment | LA | Laboratory Equipment |  | 283 | MMLA-283 | FREEZER: dewar, liquid nitrogen, 240L nom, single door |  |  | 3 | ARCH-FFE | TRUE | FALSE | FALSE
MM | Medical and Laboratory Equipment | LA | Laboratory Equipment |  | 301 | MMLA-301 | WASHER DISINFECTOR: laboratory | MMLA-050 | DISHWASHER: laboratory | 1 | ARCH-FFE | TRUE | FALSE | FALSE
MM | Medical and Laboratory Equipment | LA | Laboratory Equipment |  | 311 | MMLA-311 | PROCESSOR: water treatment, laboratory, reverse osmosis (RO) |  |  | 3 | ARCH-FFE | TRUE | FALSE | FALSE
MM | Medical and Laboratory Equipment | LA | Laboratory Equipment |  | 312 | MMLA-312 | PROCESSOR: water treatment, laboratory, deioniser | MMLA-046 | DEIONISER: water, purification | 3 | ARCH-FFE | TRUE | FALSE | FALSE
MM | Medical and Laboratory Equipment | LA | Laboratory Equipment |  | 313 | MMLA-313 | PROCESSOR: water treatment, laboratory, water distiller |  |  | 3 | ARCH-FFE | TRUE | FALSE | FALSE
MM | Medical and Laboratory Equipment | LA | Laboratory Equipment |  | 314 | MMLA-314 | PROCESSOR: water treatment, laboratory, water distiller, reagent grade |  |  | 3 | ARCH-FFE | TRUE | FALSE | FALSE
MM | Medical and Laboratory Equipment | LA | Laboratory Equipment |  | 321 | MMLA-321 | OVEN: laboratory, benchtop | MMLA-068 | OVEN: laboratory | 3 | ARCH-FFE | TRUE | FALSE | FALSE
MM | Medical and Laboratory Equipment | LA | Laboratory Equipment |  | 322 | MMLA-322 | OVEN: laboratory, floor standing |  |  | 3 | ARCH-FFE | TRUE | FALSE | FALSE
MM | Medical and Laboratory Equipment | LA | Laboratory Equipment |  | 331 | MMLA-331 | SCALES: electronic, laboratory, precision |  |  | 3 | ARCH-FFE | TRUE | FALSE | FALSE
MM | Medical and Laboratory Equipment | MA | Maternal and Infant Equipment |  | 001 | MMMA-001 | BATH: infant, portable | MMMA-001 | BATH: baby, portable | 3 | ARCH-FFE | TRUE | FALSE | FALSE
MM | Medical and Laboratory Equipment | MA | Maternal and Infant Equipment |  | 012 | MMMA-012 | SCALES: digital, infant, benchtop | MMMA-012 | SCALES: electronic, baby | 3 | ARCH-FFE | TRUE | FALSE | FALSE
MM | Medical and Laboratory Equipment | MA | Maternal and Infant Equipment |  | 016 | MMMA-016 | INCUBATOR: infant, closed cot, humidicrib | MMMA-006; MMMA-007 | INCUBATOR: infant, closed, humidicrib; INCUBATOR: infant, humidicrib | 3 | ARCH-FFE | TRUE | FALSE | TRUE
MM | Medical and Laboratory Equipment | MA | Maternal and Infant Equipment |  | 018 | MMMA-018 | INCUBATOR: infant, open cot | MMMA-008 | INCUBATOR: infant, open, humidicrib | 3 | ARCH-FFE | TRUE | FALSE | FALSE
MM | Medical and Laboratory Equipment | MA | Maternal and Infant Equipment |  | 019 | MMMA-019 | INCUBATOR: infant, transport | MMMA-009 | INCUBATOR: infant, transport, humidicrib | 3 | ARCH-FFE | TRUE | FALSE | FALSE
MM | Medical and Laboratory Equipment | MA | Maternal and Infant Equipment |  | 031 | MMMA-031 | BASSINET: infant, mobile | FQBS-001 | BASSINET | 3 | ARCH-FFE | TRUE | FALSE | FALSE
MM | Medical and Laboratory Equipment | MA | Maternal and Infant Equipment |  | 041 | MMMA-041 | MONITOR: patient, fetal, doppler | MMGE-060 | MONITOR: patient, doppler, foetal | 3 | ARCH-FFE | TRUE | FALSE | FALSE
MM | Medical and Laboratory Equipment | MA | Maternal and Infant Equipment |  | 051 | MMMA-051 | DEVICE: patient, fetal, cardiotocography (CTG) | MMMA-031; MMGE-063 | DEVICE: patient, fetal, cardiotocography (CTG), on trolley; MONITOR: patient, foetal, CTG | 3 | ARCH-FFE | TRUE | FALSE | FALSE
MM | Medical and Laboratory Equipment | MA | Maternal and Infant Equipment |  | 056 | MMMA-056 | DEVICE: infant, resuscitator |  |  | 3 | ARCH-FFE | TRUE | FALSE | FALSE
MM | Medical and Laboratory Equipment | MA | Maternal and Infant Equipment |  | 061 | MMMA-061 | RESUSCITAIRE: infant, mobile | MMMA-015 | RESUSCITAIRE: infant, mobile | 3 | ARCH-FFE | TRUE | FALSE | FALSE
MM | Medical and Laboratory Equipment | MA | Maternal and Infant Equipment |  | 062 | MMMA-062 | RESUSCITAIRE: infant, wall mounted | MMMA-016 | RESUSCITAIRE: infant, wall mounted | 2 | ARCH-FFE | TRUE | FALSE | FALSE
MM | Medical and Laboratory Equipment | MA | Maternal and Infant Equipment |  | 081 | MMMA-081 | WARMER: infant, overhead, wall mounted | MMMA-002 | HEATER: infant, overhead, fixed | 2 | ARCH-FFE | TRUE | FALSE | FALSE
MM | Medical and Laboratory Equipment | MA | Maternal and Infant Equipment |  | 082 | MMMA-082 | WARMER: infant, overhead, mobile | MMMA-003; MMMA-004 | HEATER: infant, overhead, mobile; HEATER: infrared, mobile | 3 | ARCH-FFE | TRUE | FALSE | FALSE
MM | Medical and Laboratory Equipment | MA | Maternal and Infant Equipment |  | 091 | MMMA-091 | LIGHT: infant, phototherapy, mobile | MMMA-010 | LIGHT: phototherapy, mobile | 3 | ARCH-FFE | TRUE | FALSE | FALSE
MM | Medical and Laboratory Equipment | MA | Maternal and Infant Equipment |  | 092 | MMMA-092 | LIGHT: infant, phototherapy, mobile, with heater | MMMA-005 | HEATER: phototherapy, mobile | 3 | ARCH-FFE | TRUE | FALSE | FALSE
MM | Medical and Laboratory Equipment | MA | Maternal and Infant Equipment |  | 101 | MMMA-101 | CHAIR: birthing, shower | MMMA-013 | STOOL: birthing | 3 | ARCH-FFE | TRUE | FALSE | FALSE
MM | Medical and Laboratory Equipment | MA | Maternal and Infant Equipment |  | 111 | MMMA-111 | SUPPORT FIXTURE: birthing, mantlepiece, wall mounted | MMMA-017 | MANTLEPIECE: birthing, wall mounted | 2 | ARCH-FFE | TRUE | FALSE | FALSE
MM | Medical and Laboratory Equipment | MA | Maternal and Infant Equipment |  | 112 | MMMA-112 | SUPPORT FIXTURE: birthing, mantlepiece, wall mounted, wet area |  |  | 2 | ARCH-FFE | TRUE | FALSE | FALSE
MM | Medical and Laboratory Equipment | MA | Maternal and Infant Equipment |  | 116 | MMMA-116 | SUPPORT FIXTURE: birthing, ladder, wall mounted | MMMA-041 | SUPPORT FIXTURE: birthing, ladder, wall mounted | 2 | ARCH-FFE | TRUE | FALSE | FALSE
MM | Medical and Laboratory Equipment | MA | Maternal and Infant Equipment |  | 117 | MMMA-117 | SUPPORT FIXTURE: birthing, ladder, wall mounted, wet area | MMMA-019 | SUPPORT FIXTURE: birthing, ladder, wall mounted, wet area | 2 | ARCH-FFE | TRUE | FALSE | FALSE
MM | Medical and Laboratory Equipment | MA | Maternal and Infant Equipment |  | 121 | MMMA-121 | SUPPORT FIXTURE: birthing, hook, ceiling mounted | MMMA-043 | SUPPORT FIXTURE: birthing, hook, ceiling mounted | 2 | ARCH-FFE | TRUE | FALSE | FALSE
MM | Medical and Laboratory Equipment | MA | Maternal and Infant Equipment |  | 122 | MMMA-122 | SUPPORT FIXTURE: birthing, hook, wall mounted |  |  | 2 | ARCH-FFE | TRUE | FALSE | FALSE
MM | Medical and Laboratory Equipment | MA | Maternal and Infant Equipment |  | 131 | MMMA-131 | FRIDGE: milk, 15L nominal, single door, benchtop |  |  | 3 | ARCH-FFE | TRUE | FALSE | TRUE
MM | Medical and Laboratory Equipment | MA | Maternal and Infant Equipment |  | 132 | MMMA-132 | FRIDGE: milk, 35L nominal, single door |  |  | 3 | ARCH-FFE | TRUE | FALSE | FALSE
MM | Medical and Laboratory Equipment | MA | Maternal and Infant Equipment |  | 133 | MMMA-133 | FRIDGE: milk, 450L nominal, single door |  |  | 3 | ARCH-FFE | TRUE | FALSE | FALSE
MM | Medical and Laboratory Equipment | MA | Maternal and Infant Equipment |  | 141 | MMMA-141 | FREEZER: milk, 150L nom, single door, under bench |  |  | 3 | ARCH-FFE | TRUE | FALSE | FALSE
MM | Medical and Laboratory Equipment | MA | Maternal and Infant Equipment |  | 142 | MMMA-142 | FREEZER: milk, 450L nom, single door |  |  | 3 | ARCH-FFE | TRUE | FALSE | FALSE
MM | Medical and Laboratory Equipment | MT | Mortuary Equipment |  | 001 | MMMT-001 | TABLE: evisceration, autopsy, fixed, height adjustable | MMLA-086 | TABLE: evisceration, height adjustable | 3 | ARCH-FFE | TRUE | FALSE | FALSE
MM | Medical and Laboratory Equipment | MT | Mortuary Equipment |  | 006 | MMMT-006 | TABLE: dissection, fixed, height adjustable | MMLA-087 | TABLE: dissection, height adjustable | 3 | ARCH-FFE | TRUE | FALSE | FALSE
MM | Medical and Laboratory Equipment | MT | Mortuary Equipment |  | 011 | MMMT-011 | TABLE: viewing, fixed, height adjustable |  |  | 3 | ARCH-FFE | TRUE | FALSE | FALSE
MM | Medical and Laboratory Equipment | MT | Mortuary Equipment |  | 012 | MMMT-012 | TABLE: viewing, fixed, fixed height |  |  | 3 | ARCH-FFE | TRUE | FALSE | FALSE
MM | Medical and Laboratory Equipment | MT | Mortuary Equipment |  | 021 | MMMT-021 | TROLLEY: mortuary, transport, concealment | MMGE-186 | TROLLEY: mortuary, transport | 3 | ARCH-FFE | TRUE | FALSE | FALSE
MM | Medical and Laboratory Equipment | MT | Mortuary Equipment |  | 026 | MMMT-026 | TROLLEY: mortuary, hydraulic stacking | MMGE-133 | TROLLEY: mortuary, hydraulic | 3 | ARCH-FFE | TRUE | FALSE | FALSE
MM | Medical and Laboratory Equipment | MT | Mortuary Equipment |  | 027 | MMMT-027 | TROLLEY: mortuary, hydraulic stacking, bariatric |  |  | 3 | ARCH-FFE | TRUE | FALSE | FALSE
MM | Medical and Laboratory Equipment | MT | Mortuary Equipment |  | 031 | MMMT-031 | TROLLEY: mortuary, viewing, height adjustable |  |  | 3 | ARCH-FFE | TRUE | FALSE | FALSE
MM | Medical and Laboratory Equipment | MT | Mortuary Equipment |  | 032 | MMMT-032 | TROLLEY: mortuary, viewing, fixed height |  |  | 3 | ARCH-FFE | TRUE | FALSE | FALSE
MM | Medical and Laboratory Equipment | MT | Mortuary Equipment |  | 051 | MMMT-051 | FRIDGE: body holding, 2 tier |  |  | 2 | ARCH-FFE | TRUE | FALSE | FALSE
MM | Medical and Laboratory Equipment | MT | Mortuary Equipment |  | 052 | MMMT-052 | FRIDGE: body holding, 2 tier, large |  |  | 2 | ARCH-FFE | TRUE | FALSE | FALSE
MM | Medical and Laboratory Equipment | MT | Mortuary Equipment |  | 053 | MMMT-053 | FRIDGE: body holding, 2 tier, bariatric |  |  | 2 | ARCH-FFE | TRUE | FALSE | FALSE
MM | Medical and Laboratory Equipment | MT | Mortuary Equipment |  | 054 | MMMT-054 | FRIDGE: body holding, 3 tier | MMGE-183 | FRIDGE: body holding, triple tier | 2 | ARCH-FFE | TRUE | FALSE | FALSE
MM | Medical and Laboratory Equipment | MT | Mortuary Equipment |  | 055 | MMMT-055 | FRIDGE: body holding, 3 tier, large |  |  | 2 | ARCH-FFE | TRUE | FALSE | FALSE
MM | Medical and Laboratory Equipment | MT | Mortuary Equipment |  | 056 | MMMT-056 | FRIDGE: body holding, 3 tier, bariatric | MMGE-184 | FRIDGE: body holding, triple tier, bariatric | 2 | ARCH-FFE | TRUE | FALSE | FALSE
MM | Medical and Laboratory Equipment | MT | Mortuary Equipment |  | 061 | MMMT-061 | FREEZER: body holding, 2 tier |  |  | 2 | ARCH-FFE | TRUE | FALSE | FALSE
MM | Medical and Laboratory Equipment | MT | Mortuary Equipment |  | 062 | MMMT-062 | FREEZER: body holding, 2 tier, large |  |  | 2 | ARCH-FFE | TRUE | FALSE | FALSE
MM | Medical and Laboratory Equipment | MT | Mortuary Equipment |  | 063 | MMMT-063 | FREEZER: body holding, 2 tier, bariatric |  |  | 2 | ARCH-FFE | TRUE | FALSE | FALSE
MM | Medical and Laboratory Equipment | MT | Mortuary Equipment |  | 064 | MMMT-064 | FREEZER: body holding, 3 tier |  |  | 2 | ARCH-FFE | TRUE | FALSE | FALSE
MM | Medical and Laboratory Equipment | MT | Mortuary Equipment |  | 065 | MMMT-065 | FREEZER: body holding, 3 tier, large |  |  | 2 | ARCH-FFE | TRUE | FALSE | FALSE
MM | Medical and Laboratory Equipment | MT | Mortuary Equipment |  | 066 | MMMT-066 | FREEZER: body holding, 3 tier, bariatric |  |  | 2 | ARCH-FFE | TRUE | FALSE | FALSE
MM | Medical and Laboratory Equipment | MT | Mortuary Equipment |  | 071 | MMMT-071 | RACKING: cool room, body holding, 2 tier |  |  | 2 | ARCH-FFE | TRUE | FALSE | FALSE
MM | Medical and Laboratory Equipment | MT | Mortuary Equipment |  | 072 | MMMT-072 | RACKING: cool room, body holding, 2 tier, large |  |  | 2 | ARCH-FFE | TRUE | FALSE | FALSE
MM | Medical and Laboratory Equipment | MT | Mortuary Equipment |  | 073 | MMMT-073 | RACKING: cool room, body holding, 2 tier, bariatric |  |  | 2 | ARCH-FFE | TRUE | FALSE | FALSE
MM | Medical and Laboratory Equipment | MT | Mortuary Equipment |  | 074 | MMMT-074 | RACKING: cool room, body holding, 3 tier |  |  | 2 | ARCH-FFE | TRUE | FALSE | FALSE
MM | Medical and Laboratory Equipment | MT | Mortuary Equipment |  | 075 | MMMT-075 | RACKING: cool room, body holding, 3 tier, large |  |  | 2 | ARCH-FFE | TRUE | FALSE | FALSE
MM | Medical and Laboratory Equipment | MT | Mortuary Equipment |  | 076 | MMMT-076 | RACKING: cool room, body holding, 3 tier, bariatric |  |  | 2 | ARCH-FFE | TRUE | FALSE | FALSE
MM | Medical and Laboratory Equipment | OP | Operating and Procedure Room Equipment |  | 101 | MMOP-101 | TABLE: operating, fixed pedestal, electric | MMOP-078 | TABLE: operating, fixed pedestal, electric | 2 | ARCH-MME | TRUE | FALSE | FALSE
MM | Medical and Laboratory Equipment | OP | Operating and Procedure Room Equipment |  | 106 | MMOP-106 | TABLE: operating, mobile, electric | MMOP-080 | TABLE: operating, mobile, electric | 2 | ARCH-MME | TRUE | FALSE | TRUE
MM | Medical and Laboratory Equipment | OP | Operating and Procedure Room Equipment |  | 107 | MMOP-107 | TABLE: operating, mobile, electric, orthopaedic |  |  | 2 | ARCH-MME | TRUE | FALSE | FALSE
MM | Medical and Laboratory Equipment | OP | Operating and Procedure Room Equipment |  | 108 | MMOP-108 | TABLE: operating, mobile, electric, neurology |  |  | 2 | ARCH-MME | TRUE | FALSE | FALSE
MM | Medical and Laboratory Equipment | OP | Operating and Procedure Room Equipment |  | 111 | MMOP-111 | FRAME: operating table, orthopaedic | MMOP-052 | OPERATING TABLE: ortho frame | 2 | ARCH-MME | TRUE | FALSE | FALSE
MM | Medical and Laboratory Equipment | OP | Operating and Procedure Room Equipment |  | 121 | MMOP-121 | STOOL: mobile, operating | MMOP-071; MMGE-167 | STOOL: operating, mobile; CHAIR: surgeon | 3 | ARCH-FFE | TRUE | FALSE | TRUE
MM | Medical and Laboratory Equipment | OP | Operating and Procedure Room Equipment |  | 122 | MMOP-122 | STOOL: mobile, anaesthetic | MMGE-014 | CHAIR: anaesthetist | 3 | ARCH-FFE | TRUE | FALSE | TRUE
MM | Medical and Laboratory Equipment | OP | Operating and Procedure Room Equipment |  | 131 | MMOP-131 | LASER: patient positioning, surgical, ceiling mounted | MMOP-036 | LIGHT: positioning, laser | 2 | ARCH-FFE | TRUE | FALSE | FALSE
MM | Medical and Laboratory Equipment | OP | Operating and Procedure Room Equipment |  | 132 | MMOP-132 | LASER: patient positioning, surgical, wall mounted | MMOP-031 | LASER: positioning lights | 2 | ARCH-FFE | TRUE | FALSE | FALSE
MM | Medical and Laboratory Equipment | OP | Operating and Procedure Room Equipment |  | 141 | MMOP-141 | LASER: surgical | MMOP-032 | LASER: surgical | 3 | ARCH-FFE | TRUE | FALSE | FALSE
MM | Medical and Laboratory Equipment | OP | Operating and Procedure Room Equipment |  | 142 | MMOP-142 | LASER: surgical, CO2 | MMOP-033 | LASER: surgical, CO2 | 3 | ARCH-FFE | TRUE | FALSE | FALSE
MM | Medical and Laboratory Equipment | OP | Operating and Procedure Room Equipment |  | 143 | MMOP-143 | LASER: surgical, holmium | MMOP-034 | LASER: surgical, holmium | 3 | ARCH-FFE | TRUE | FALSE | FALSE
MM | Medical and Laboratory Equipment | OP | Operating and Procedure Room Equipment |  | 151 | MMOP-151 | MICROSCOPE: surgical, ENT | MMOP-048 | MICROSCOPE: ENT, surgical | 3 | ARCH-FFE | TRUE | FALSE | TRUE
MM | Medical and Laboratory Equipment | OP | Operating and Procedure Room Equipment |  | 152 | MMOP-152 | MICROSCOPE: surgical, neurosurgical | MMOP-049 | MICROSCOPE: neurosurgical | 3 | ARCH-FFE | TRUE | FALSE | FALSE
MM | Medical and Laboratory Equipment | OP | Operating and Procedure Room Equipment |  | 153 | MMOP-153 | MICROSCOPE: surgical, ophthalmic | MMOP-050 | MICROSCOPE: ophthalmic, surgical | 3 | ARCH-FFE | TRUE | FALSE | TRUE
MM | Medical and Laboratory Equipment | OP | Operating and Procedure Room Equipment |  | 154 | MMOP-154 | MICROSCOPE: surgical, plastic | MMOP-051 | MICROSCOPE: plastic surgery | 3 | ARCH-FFE | TRUE | FALSE | FALSE
MM | Medical and Laboratory Equipment | OP | Operating and Procedure Room Equipment |  | 161 | MMOP-161 | MACHINE: anaesthetic | MMOP-040 | MACHINE: anaesthetic with integral monitors | 3 | ARCH-FFE | TRUE | FALSE | TRUE
MM | Medical and Laboratory Equipment | OP | Operating and Procedure Room Equipment |  | 162 | MMOP-162 | MACHINE: anaesthetic, with patient monitor, high acuity |  |  | 3 | ARCH-FFE | TRUE | FALSE | TRUE
MM | Medical and Laboratory Equipment | OP | Operating and Procedure Room Equipment |  | 166 | MMOP-166 | TROLLEY: anaesthetic | MMOP-085 | TROLLEY: anaesthetic | 3 | ARCH-FFE | TRUE | FALSE | TRUE
MM | Medical and Laboratory Equipment | OP | Operating and Procedure Room Equipment |  | 167 | MMOP-167 | TROLLEY: anaesthetic, paediatric | MMOP-086 | TROLLEY: anaesthetic, paediatric | 3 | ARCH-FFE | TRUE | FALSE | FALSE
MM | Medical and Laboratory Equipment | OP | Operating and Procedure Room Equipment |  | 171 | MMOP-171 | MACHINE: electrosurgical, diathermy | MMOP-043 | MACHINE: electrosurgical, diathermy | 3 | ARCH-FFE | TRUE | FALSE | TRUE
MM | Medical and Laboratory Equipment | OP | Operating and Procedure Room Equipment |  | 172 | MMOP-172 | MACHINE: electrosurgical, diathermy, shortwave | MMOP-044 | MACHINE: electrosurgical, diathermy, shortwave | 3 | ARCH-FFE | TRUE | FALSE | FALSE
MM | Medical and Laboratory Equipment | OP | Operating and Procedure Room Equipment |  | 175 | MMOP-175 | MACHINE: evoked response system | MMOP-045 | MACHINE: evoked response system | 3 | ARCH-FFE | TRUE | FALSE | FALSE
MM | Medical and Laboratory Equipment | OP | Operating and Procedure Room Equipment |  | 176 | MMOP-176 | MACHINE: electroconvulsive therapy (ECT) | MMOP-042 | MACHINE: electroconvulsive therapy (ECT) | 3 | ARCH-FFE | TRUE | FALSE | FALSE
MM | Medical and Laboratory Equipment | OP | Operating and Procedure Room Equipment |  | 177 | MMOP-177 | MACHINE: interferential current therapy (IFC) | MMOP-046 | MACHINE: interferential current therapy (IFC) | 3 | ARCH-FFE | TRUE | FALSE | FALSE
MM | Medical and Laboratory Equipment | OP | Operating and Procedure Room Equipment |  | 178 | MMOP-178 | MACHINE: phacoemulsifier | MMOP-047 | MACHINE: Phacoemulsifier | 3 | ARCH-FFE | TRUE | FALSE | FALSE
MM | Medical and Laboratory Equipment | OP | Operating and Procedure Room Equipment |  | 181 | MMOP-181 | DEVICE: argon beam coagulator (ABC) | MMOP-010 | COAGULATOR: argon beam | 3 | ARCH-FFE | TRUE | FALSE | TRUE
MM | Medical and Laboratory Equipment | OP | Operating and Procedure Room Equipment |  | 186 | MMOP-186 | DEVICE: tourniquet, surgical | MMOP-084 | TOURNIQUET: surgical | 3 | ARCH-FFE | TRUE | FALSE | FALSE
MM | Medical and Laboratory Equipment | OP | Operating and Procedure Room Equipment |  | 191 | MMOP-191 | DEVICE: pump, perfusion | MMOP-058 | PUMP: perfusion | 3 | ARCH-FFE | TRUE | FALSE | FALSE
MM | Medical and Laboratory Equipment | OP | Operating and Procedure Room Equipment |  | 192 | MMOP-192 | DEVICE: pump, intra-aortic balloon | MMOP-057 | PUMP: intra-aortic balloon | 3 | ARCH-FFE | TRUE | FALSE | FALSE
MM | Medical and Laboratory Equipment | OP | Operating and Procedure Room Equipment |  | 201 | MMOP-201 | STAND: bowl, double | MMOP-068 | STAND: bowl, double | 3 | ARCH-FFE | TRUE | FALSE | TRUE
MM | Medical and Laboratory Equipment | OP | Operating and Procedure Room Equipment |  | 202 | MMOP-202 | STAND: bowl, single | MMOP-069 | STAND: bowl, single | 3 | ARCH-FFE | TRUE | FALSE | TRUE
MM | Medical and Laboratory Equipment | OP | Operating and Procedure Room Equipment |  | 211 | MMOP-211 | KICKBUCKET: with stand | MMOP-028 | KICKBUCKET & STAND | 3 | ARCH-FFE | TRUE | FALSE | TRUE
MM | Medical and Laboratory Equipment | OP | Operating and Procedure Room Equipment |  | 231 | MMOP-231 | INSTRUMENT: laparoscope | MMOP-083 | TELESCOPE: laparoscope | 3 | ARCH-FFE | TRUE | FALSE | FALSE
MM | Medical and Laboratory Equipment | OP | Operating and Procedure Room Equipment |  | 232 | MMOP-232 | INSTRUMENT: endoscope |  |  | 3 | ARCH-FFE | TRUE | FALSE | FALSE
MM | Medical and Laboratory Equipment | OP | Operating and Procedure Room Equipment |  | 233 | MMOP-233 | INSTRUMENT: bronchoscope | MMOP-021 | ENDOSCOPE: bronchoscope | 3 | ARCH-FFE | TRUE | FALSE | FALSE
MM | Medical and Laboratory Equipment | OP | Operating and Procedure Room Equipment |  | 234 | MMOP-234 | INSTRUMENT: colonoscope | MMOP-022 | ENDOSCOPE: colonoscope | 3 | ARCH-FFE | TRUE | FALSE | FALSE
MM | Medical and Laboratory Equipment | OP | Operating and Procedure Room Equipment |  | 235 | MMOP-235 | INSTRUMENT: gastroscope | MMOP-023 | ENDOSCOPE: gastroscope | 3 | ARCH-FFE | TRUE | FALSE | FALSE
MM | Medical and Laboratory Equipment | OP | Operating and Procedure Room Equipment |  | 236 | MMOP-236 | INSTRUMENT: cystoscope | MMOP-082 | TELESCOPE: cystoscope | 3 | ARCH-FFE | TRUE | FALSE | FALSE
MM | Medical and Laboratory Equipment | OP | Operating and Procedure Room Equipment |  | 237 | MMOP-237 | INSTRUMENT: arthroscope | MMOP-081 | TELESCOPE: arthroscope | 3 | ARCH-FFE | TRUE | FALSE | FALSE
MM | Medical and Laboratory Equipment | OP | Operating and Procedure Room Equipment |  | 241 | MMOP-241 | CAMERA: laparoscopic | MMOP-005 | CAMERA: laparoscopic | 3 | ARCH-FFE | TRUE | FALSE | FALSE
MM | Medical and Laboratory Equipment | OP | Operating and Procedure Room Equipment |  | 242 | MMOP-242 | CAMERA: endoscopic | MMOP-004 | CAMERA: endoscopic | 3 | ARCH-MME | TRUE | FALSE | TRUE
MM | Medical and Laboratory Equipment | OP | Operating and Procedure Room Equipment |  | 251 | MMOP-251 | DEVICE: processor, on laparoscopy stack | MMOP-056 | PROCESSOR: laparoscopic | 2 | ARCH-MME | TRUE | FALSE | FALSE
MM | Medical and Laboratory Equipment | OP | Operating and Procedure Room Equipment |  | 252 | MMOP-252 | DEVICE: processor, on endoscopy stack | MMOP-055 | PROCESSOR: endoscopic | 2 | ARCH-MME | TRUE | FALSE | TRUE
MM | Medical and Laboratory Equipment | OP | Operating and Procedure Room Equipment |  | 261 | MMOP-261 | DEVICE: light source, on laparoscopy stack | MMOP-038 | LIGHT SOURCE: laparoscopic | 2 | ARCH-MME | TRUE | FALSE | FALSE
MM | Medical and Laboratory Equipment | OP | Operating and Procedure Room Equipment |  | 262 | MMOP-262 | DEVICE: light source, on endoscopy stack | MMOP-037 | LIGHT SOURCE: endoscopic | 2 | ARCH-MME | TRUE | FALSE | TRUE
MM | Medical and Laboratory Equipment | OP | Operating and Procedure Room Equipment |  | 272 | MMOP-272 | DEVICE: insufflator, on endoscopy stack | MMOP-026 | INSUFFLATOR: endoscopic | 2 | ARCH-MME | TRUE | FALSE | TRUE
MM | Medical and Laboratory Equipment | OP | Operating and Procedure Room Equipment |  | 281 | MMOP-281 | TROLLEY: laparoscopic stack, equipment | MMOP-089; MMOP-024 | TROLLEY: laparoscopic, equipment; EQUIPMENT STACK: surgical, laparoscopic | 2 | ARCH-MME | TRUE | FALSE | FALSE
MM | Medical and Laboratory Equipment | OP | Operating and Procedure Room Equipment |  | 282 | MMOP-282 | TROLLEY: endoscopy stack, equipment | MMOP-088 | TROLLEY: endoscopic, equipment | 2 | ARCH-MME | TRUE | FALSE | TRUE
MM | Medical and Laboratory Equipment | OP | Operating and Procedure Room Equipment |  | 292 | MMOP-292 | CABINET: endoscopy accessories, hanging | MMOP-062 | RACK: endoscopy accessory, hanging | 3 | ARCH-FFE | TRUE | FALSE | FALSE
MM | Medical and Laboratory Equipment | OP | Operating and Procedure Room Equipment |  | 296 | MMOP-296 | CONTAINER: laproscope, transport | MMOP-013 | CONTAINER: endoscope | 3 | ARCH-FFE | TRUE | FALSE | FALSE
MM | Medical and Laboratory Equipment | OP | Operating and Procedure Room Equipment |  | 297 | MMOP-297 | CONTAINER: endoscope, transport | MMOP-013 | CONTAINER: endoscope | 3 | ARCH-FFE | TRUE | FALSE | TRUE
MM | Medical and Laboratory Equipment | OP | Operating and Procedure Room Equipment |  | 301 | MMOP-301 | DISPLAY SCREEN: digital operating room (DOR) integration, ceiling mounted |  |  | 2 | ARCH-MME | TRUE | FALSE | FALSE
MM | Medical and Laboratory Equipment | OP | Operating and Procedure Room Equipment |  | 302 | MMOP-302 | DISPLAY SCREEN: digital operating room (DOR) integration, wall mounted |  |  | 2 | ARCH-MME | TRUE | FALSE | TRUE
MM | Medical and Laboratory Equipment | OP | Operating and Procedure Room Equipment |  | 303 | MMOP-303 | DISPLAY SCREEN: digital operating room (DOR) integration, pendant mounted |  |  | 2 | ARCH-MME | TRUE | FALSE | TRUE
MM | Medical and Laboratory Equipment | OP | Operating and Procedure Room Equipment |  | 311 | MMOP-311 | CAMERA: patient observation, digital operating room (DOR) integration, ceiling mounted |  |  | 2 | ARCH-MME | TRUE | FALSE | TRUE
MM | Medical and Laboratory Equipment | OP | Operating and Procedure Room Equipment |  | 312 | MMOP-312 | CAMERA: patient observation, digital operating room (DOR) integration, wall mounted |  |  | 2 | ARCH-MME | TRUE | FALSE | FALSE
MM | Medical and Laboratory Equipment | OP | Operating and Procedure Room Equipment |  | 313 | MMOP-313 | CAMERA: patient observation, digital operating room (DOR) integration, pendant mounted |  |  | 2 | ARCH-MME | TRUE | FALSE | FALSE
MM | Medical and Laboratory Equipment | OP | Operating and Procedure Room Equipment |  | 316 | MMOP-316 | CAMERA: surgical field, digital operating room (DOR) integration, integral to operating light |  |  | 2 | ARCH-MME | TRUE | FALSE | TRUE
MM | Medical and Laboratory Equipment | OP | Operating and Procedure Room Equipment |  | 321 | MMOP-321 | MICROPHONE: digital operating room (DOR) integration, ceiling mounted |  |  | 2 | ARCH-MME | TRUE | FALSE | FALSE
MM | Medical and Laboratory Equipment | OP | Operating and Procedure Room Equipment |  | 325 | MMOP-325 | MICROPHONE: digital operating room (DOR) integration, portable |  |  | 2 | ARCH-MME | TRUE | FALSE | FALSE
MM | Medical and Laboratory Equipment | OP | Operating and Procedure Room Equipment |  | 331 | MMOP-331 | SPEAKER: digital operating room (DOR) integration, ceiling recessed |  |  | 2 | ARCH-MME | TRUE | FALSE | TRUE
MM | Medical and Laboratory Equipment | OP | Operating and Procedure Room Equipment |  | 341 | MMOP-341 | CONTROL PANEL: digital operating room (DOR) integration, wall mounted |  |  | 2 | ARCH-MME | TRUE | FALSE | TRUE
MM | Medical and Laboratory Equipment | OP | Operating and Procedure Room Equipment |  | 346 | MMOP-346 | CONTROL PANEL: operating lights, wall mounted |  |  | 2 | ENGG-EL | TRUE | FALSE | TRUE
MM | Medical and Laboratory Equipment | OP | Operating and Procedure Room Equipment |  | 351 | MMOP-351 | PATCH PANEL: digital room operating (DOR) integration, wall mounted |  |  | 2 | ARCH-MME | TRUE | FALSE | TRUE
MM | Medical and Laboratory Equipment | OP | Operating and Procedure Room Equipment |  | 361 | MMOP-361 | OUTLET: digital operating room (DOR) integration, ceiling mounted |  |  | 1 | ENGG-EL | TRUE | FALSE | FALSE
MM | Medical and Laboratory Equipment | OP | Operating and Procedure Room Equipment |  | 362 | MMOP-362 | OUTLET: digital operating room (DOR) integration, wall mounted |  |  | 1 | ENGG-EL | TRUE | FALSE | TRUE
MM | Medical and Laboratory Equipment | OP | Operating and Procedure Room Equipment |  | 371 | MMOP-371 | SYSTEM CABINET: digital integration in operating rooms (DOR) |  |  | 2 | ARCH-MME | TRUE | FALSE | TRUE
MM | Medical and Laboratory Equipment | OP | Operating and Procedure Room Equipment |  | 401 | MMOP-401 | MACHINE: surgical waste management system | MMOP-098 | SYSTEM: surgical waste management | 2 | ARCH-FFE | TRUE | FALSE | TRUE
MM | Medical and Laboratory Equipment | OP | Operating and Procedure Room Equipment |  | 406 | MMOP-406 | DOCKING STATION: surgical waste management system | MMOP-020 | DOCKING STATION: surgical waste management system | 2 | ARCH-FFE | TRUE | FALSE | TRUE
MM | Medical and Laboratory Equipment | OP | Operating and Procedure Room Equipment |  | 352 | MMOP-352 | PATCH PANEL: digital room operating (DOR) integration, on services pendant |  |  | 2 | ARCH-MME | TRUE | FALSE | TRUE
MM | Medical and Laboratory Equipment | OP | Operating and Procedure Room Equipment |  | 123 | MMOP-123 | STOOL: mobile, surgeon |  |  | 3 | ARCH-FFE | TRUE | FALSE | TRUE
MM | Medical and Laboratory Equipment | OP | Operating and Procedure Room Equipment |  | 173 | MMOP-173 | MACHINE: smoke plume evacuation system |  |  | 3 | ARCH-FFE | TRUE | FALSE | TRUE
MM | Medical and Laboratory Equipment | OP | Operating and Procedure Room Equipment |  | 363 | MMOP-363 | OUTLET: digital operating room (DOR) integration, on services pendant |  |  | 1 | ENGG-EL | TRUE | FALSE | TRUE
MM | Medical and Laboratory Equipment | OP | Operating and Procedure Room Equipment |  | 364 | MMOP-364 | OUTLET: digital operating room (DOR) integration, on services panel |  |  | 1 | ENGG-EL | TRUE | FALSE | FALSE
MM | Medical and Laboratory Equipment | PH | Pharmacy Equipment |  | 001 | MMPH-001 | SAFE: dangerous drugs, wall mounted, small | MMGE-088 | SAFE: dangerous drugs, small | 1 | ARCH-FFE | TRUE | FALSE | TRUE
MM | Medical and Laboratory Equipment | PH | Pharmacy Equipment |  | 002 | MMPH-002 | SAFE: dangerous drugs, wall mounted, medium | MMGE-087 | SAFE: dangerous drugs, medium | 1 | ARCH-FFE | TRUE | FALSE | TRUE
MM | Medical and Laboratory Equipment | PH | Pharmacy Equipment |  | 003 | MMPH-003 | SAFE: dangerous drugs, wall mounted, large | MMGE-086 | SAFE: dangerous drugs, large | 1 | ARCH-FFE | TRUE | FALSE | FALSE
MM | Medical and Laboratory Equipment | PH | Pharmacy Equipment |  | 004 | MMPH-004 | SAFE: dangerous drugs, wall mounted, extra large | MMGE-085 | SAFE: dangerous drugs, extra large | 1 | ARCH-FFE | TRUE | FALSE | FALSE
MM | Medical and Laboratory Equipment | PH | Pharmacy Equipment |  | 011 | MMPH-011 | TROLLEY: medication | MMGE-130 | TROLLEY: medication | 3 | ARCH-FFE | TRUE | FALSE | FALSE
MM | Medical and Laboratory Equipment | PH | Pharmacy Equipment |  | 021 | MMPH-021 | FRIDGE: medication/ vaccine, 150L nom, single door under bench | MMGE-036 | FRIDGE: drugs, underbench | 3 | ARCH-FFE | TRUE | FALSE | TRUE
MM | Medical and Laboratory Equipment | PH | Pharmacy Equipment |  | 022 | MMPH-022 | FRIDGE: medication/ vaccine, 300L nom, single door | MMGE-035 | FRIDGE: drugs, small | 3 | ARCH-FFE | TRUE | FALSE | TRUE
MM | Medical and Laboratory Equipment | PH | Pharmacy Equipment |  | 023 | MMPH-023 | FRIDGE: medication/ vaccine, 500L nom, single door |  |  | 3 | ARCH-FFE | TRUE | FALSE | FALSE
MM | Medical and Laboratory Equipment | PH | Pharmacy Equipment |  | 024 | MMPH-024 | FRIDGE: medication/ vaccine, 1000L nom, double door | MMGE-034 | FRIDGE: drugs, large | 3 | ARCH-FFE | TRUE | FALSE | FALSE
MM | Medical and Laboratory Equipment | PH | Pharmacy Equipment |  | 041 | MMPH-041 | CABINET: automated medication dispensing, control unit, low height | MMGE-053 | MEDICATION DISPENSER: automated | 2 | ARCH-MME | TRUE | FALSE | FALSE
MM | Medical and Laboratory Equipment | PH | Pharmacy Equipment |  | 042 | MMPH-042 | CABINET: automated medication dispensing, control unit, tall |  |  | 2 | ARCH-MME | TRUE | FALSE | TRUE
MM | Medical and Laboratory Equipment | PH | Pharmacy Equipment |  | 046 | MMPH-046 | CABINET: automated medication dispensing, auxiliary unit, low height |  |  | 2 | ARCH-MME | TRUE | FALSE | FALSE
MM | Medical and Laboratory Equipment | PH | Pharmacy Equipment |  | 047 | MMPH-047 | CABINET: automated medication dispensing, auxiliary unit, tall |  |  | 2 | ARCH-MME | TRUE | FALSE | TRUE
MM | Medical and Laboratory Equipment | PH | Pharmacy Equipment |  | 051 | MMPH-051 | CABINET: automated medication dispensing, auxiliary unit, refrigerated, low height |  |  | 2 | ARCH-MME | TRUE | FALSE | FALSE
MM | Medical and Laboratory Equipment | PH | Pharmacy Equipment |  | 052 | MMPH-052 | CABINET: automated medication dispensing, auxiliary unit, refrigerated, tall |  |  | 2 | ARCH-MME | TRUE | FALSE | FALSE
MM | Medical and Laboratory Equipment | PH | Pharmacy Equipment |  | 061 | MMPH-061 | CABINET: automated medication dispensing, control unit, low height, mobile | MMGE-106 | TROLLEY: automated medication dispensing | 2 | ARCH-MME | TRUE | FALSE | FALSE
MM | Medical and Laboratory Equipment | PH | Pharmacy Equipment |  | 081 | MMPH-081 | WORKSTATION SYSTEM: pharmacy, shelving, with integral power and data, softwired | FQDW-048 | WORKSTATION: pharmacy, services spine shelves | 3 | ARCH-FFE | TRUE | FALSE | FALSE
MM | Medical and Laboratory Equipment | PH | Pharmacy Equipment |  | 174 | MMPH-174 | WORKSTATION: pharmacy, straight, adjustable height, 900H nom, 750D |  |  | 3 | ARCH-FFE | TRUE | FALSE | FALSE
MM | Medical and Laboratory Equipment | PH | Pharmacy Equipment |  | 175 | MMPH-175 | WORKSTATION: pharmacy, straight, adjustable height, 900H nom, 800D |  |  | 3 | ARCH-FFE | TRUE | FALSE | FALSE
MM | Medical and Laboratory Equipment | PH | Pharmacy Equipment | MMPH-174 | 01 | MMPH-174.01 | WORKSTATION: pharmacy, straight, adjustable height, 900H nom, 750D x 1800W | FQDW-046 | WORKSTATION: pharmacy,straight, adj height, 1800W x 750D x 900H nom. | 3 | ARCH-FFE | TRUE | FALSE | FALSE
MM | Medical and Laboratory Equipment | PH | Pharmacy Equipment | MMPH-174 | 02 | MMPH-174.02 | WORKSTATION: pharmacy, straight, adjustable height, 900H nom, 750D x 2100W |  |  | 3 | ARCH-FFE | TRUE | FALSE | FALSE
MM | Medical and Laboratory Equipment | PH | Pharmacy Equipment | MMPH-175 | 01 | MMPH-175.01 | WORKSTATION: pharmacy, straight, adjustable height, 900H nom, 800D x 1800W |  |  | 3 | ARCH-FFE | TRUE | FALSE | FALSE
MM | Medical and Laboratory Equipment | PH | Pharmacy Equipment | MMPH-175 | 02 | MMPH-175.02 | WORKSTATION: pharmacy, straight, adjustable height, 900H nom, 800D x 2100W |  |  | 3 | ARCH-FFE | TRUE | FALSE | FALSE
MM | Medical and Laboratory Equipment | PM | Patient Monitoring |  | 001 | MMPM-001 | MONITOR: patient, low acuity, vital signs | MMHA-007; MMGE-072 | MONITOR: patient, cardiac with pulse oximeter; MONITOR: vital signs | 3 | ARCH-FFE | TRUE | FALSE | FALSE
MM | Medical and Laboratory Equipment | PM | Patient Monitoring |  | 002 | MMPM-002 | MONITOR: patient, low acuity, vital signs, on stand, mobile |  |  | 3 | ARCH-FFE | TRUE | FALSE | FALSE
MM | Medical and Laboratory Equipment | PM | Patient Monitoring |  | 011 | MMPM-011 | MONITOR: patient, medium acuity |  |  | 3 | ARCH-FFE | TRUE | FALSE | TRUE
MM | Medical and Laboratory Equipment | PM | Patient Monitoring |  | 012 | MMPM-012 | MONITOR: patient, medium acuity, on stand, mobile |  |  | 3 | ARCH-FFE | TRUE | FALSE | TRUE
MM | Medical and Laboratory Equipment | PM | Patient Monitoring |  | 021 | MMPM-021 | MONITOR: patient, high acuity | MMHA-005; MMHA-008; MMHA-030; MMHA-032 | MONITOR: patient, cardiac; MONITOR: patient, cardiac with vital signs; MONITOR: patient, cardiac, pendant mounted; MONITOR: patient, cardiac, SPECT/CT | 3 | ARCH-FFE | TRUE | FALSE | TRUE
MM | Medical and Laboratory Equipment | PM | Patient Monitoring |  | 026 | MMPM-026 | MONITOR: patient, high acuity, neonatal | MMGE-065 | MONITOR: patient, neonatal | 3 | ARCH-FFE | TRUE | FALSE | TRUE
MM | Medical and Laboratory Equipment | PM | Patient Monitoring |  | 041 | MMPM-041 | MONITOR: patient, cardiac, telemetry | MMHA-006 | MONITOR: patient, cardiac, telemetry | 3 | ARCH-FFE | TRUE | FALSE | FALSE
MM | Medical and Laboratory Equipment | PM | Patient Monitoring |  | 091 | MMPM-091 | MONITOR: central patient monitoring station, single display screen | MMHA-009; MMHA-010; MMHA-011; MMGE-187 | MONITOR: patient, central station, CCU; MONITOR: patient, central station, ICU; MONITOR: patient, central station, Obstetric; MONITOR: patient, central monitoring | 3 | ARCH-FFE | TRUE | FALSE | FALSE
MM | Medical and Laboratory Equipment | PM | Patient Monitoring |  | 051 | MMPM-051 | MONITOR: patient, slave |  |  | 3 | ARCH-FFE | TRUE | FALSE | TRUE
MM | Medical and Laboratory Equipment | PM | Patient Monitoring |  | 061 | MMPM-061 | MONITOR: patient, doppler, vascular | MMGE-061 | MONITOR: patient, doppler, vascular | 3 | ARCH-FFE | TRUE | FALSE | FALSE
MM | Medical and Laboratory Equipment | PM | Patient Monitoring |  | 066 | MMPM-066 | MONITOR: patient, blood pressure/SPO2 | MMGE-062 | MONITOR: patient, dynamap | 3 | ARCH-FFE | TRUE | FALSE | TRUE
MM | Medical and Laboratory Equipment | PM | Patient Monitoring |  | 071 | MMPM-071 | MONITOR: patient, transcutaneous oxygen | MMGE-071 | MONITOR: transcutaneous oxygen | 3 | ARCH-FFE | TRUE | FALSE | FALSE
MM | Medical and Laboratory Equipment | PM | Patient Monitoring |  | 081 | MMPM-081 | MONITOR: patient, transport | MMGE-067 | MONITOR: patient, portable | 3 | ARCH-FFE | TRUE | FALSE | FALSE
MM | Medical and Laboratory Equipment | PM | Patient Monitoring |  | 092 | MMPM-092 | MONITOR: central patient monitoring station, dual display screens |  |  | 3 | ARCH-FFE | TRUE | FALSE | TRUE
MM | Medical and Laboratory Equipment | RA | Radiation Therapy Equipment |  | 001 | MMRA-001 | RADIOTHERAPY DEVICE: treatment, linear accelerator | MMRA-004 | LINEAR ACCELERATOR | 2 | ARCH-MME | TRUE | FALSE | FALSE
MM | Medical and Laboratory Equipment | RA | Radiation Therapy Equipment |  | 011 | MMRA-011 | CONTROL CONSOLE: linear accelerator, dual display screens, keyboard and mouse, control unit, microphone and speaker, desktop | MMRA-009; MMRA-010 | COMPUTER: linear accelerator control system PC; CONSOLE: control, linear accelerator | 2 | ARCH-MME | TRUE | FALSE | FALSE
MM | Medical and Laboratory Equipment | RA | Radiation Therapy Equipment |  | 016 | MMRA-016 | COMPUTER: linear accelerator, central processing unit (CPU) |  |  | 2 | ARCH-MME | TRUE | FALSE | FALSE
MM | Medical and Laboratory Equipment | RA | Radiation Therapy Equipment |  | 021 | MMRA-021 | SYSTEM CABINET: linear accelerator | MMRA-007 | CABINET: linear accelerator computer cabinet | 2 | ARCH-MME | TRUE | FALSE | FALSE
MM | Medical and Laboratory Equipment | RA | Radiation Therapy Equipment |  | 022 | MMRA-022 | POWER SUPPLY UNIT: uninterruptable power supply (UPS), linear accelerator |  |  | 2 | ARCH-MME | TRUE | FALSE | FALSE
MM | Medical and Laboratory Equipment | RA | Radiation Therapy Equipment |  | 023 | MMRA-023 | BOARD: electrical distribution (EDB), linear accelerator |  |  | 2 | ARCH-MME | TRUE | FALSE | FALSE
MM | Medical and Laboratory Equipment | RA | Radiation Therapy Equipment |  | 031 | MMRA-031 | SENSOR: entry detection, light curtain, radiotherapy bunker, | MMRA-012 | GATE: light gate, radiotherapy bunker | 1 | ARCH-FFE | TRUE | FALSE | FALSE
MM | Medical and Laboratory Equipment | RA | Radiation Therapy Equipment |  | 036 | MMRA-036 | ALARM: entry detection, light gate, radiotherapy bunker, |  |  | 1 | ARCH-FFE | TRUE | FALSE | FALSE
MM | Medical and Laboratory Equipment | RA | Radiation Therapy Equipment |  | 041 | MMRA-041 | LASER: patient positioning, radiotherapy, overhead | MMRA-015 | LASER: radiotherapy, ceiling mounted | 2 | ARCH-FFE | TRUE | FALSE | FALSE
MM | Medical and Laboratory Equipment | RA | Radiation Therapy Equipment |  | 042 | MMRA-042 | LASER: patient positioning, radiotherapy, overhead, MRI compatible | MMMI-368 | LASER: positioning lights, MRI | 2 | ARCH-FFE | TRUE | FALSE | TRUE
MM | Medical and Laboratory Equipment | RA | Radiation Therapy Equipment |  | 043 | MMRA-043 | LASER: patient positioning, radiotherapy, lateral |  |  | 2 | ARCH-FFE | TRUE | FALSE | FALSE
MM | Medical and Laboratory Equipment | RA | Radiation Therapy Equipment |  | 044 | MMRA-044 | LASER: patient positioning, radiotherapy, lateral, MRI compatible | MMRA-016 | LASER: radiotherapy, lateral laser | 2 | ARCH-FFE | TRUE | FALSE | FALSE
MM | Medical and Laboratory Equipment | RA | Radiation Therapy Equipment |  | 045 | MMRA-045 | LASER: patient positioning, radiotherapy, sagittal |  |  | 2 | ARCH-FFE | TRUE | FALSE | FALSE
MM | Medical and Laboratory Equipment | RA | Radiation Therapy Equipment |  | 046 | MMRA-046 | LASER: patient positioning, radiotherapy, sagittal, MRI compatible | MMRA-017 | LASER: radiotherapy, sagittal laser | 2 | ARCH-FFE | TRUE | FALSE | FALSE
MM | Medical and Laboratory Equipment | RA | Radiation Therapy Equipment |  | 051 | MMRA-051 | LASER: patient positioning, radiotherapy, lateral and overhead |  |  | 2 | ARCH-FFE | TRUE | FALSE | FALSE
MM | Medical and Laboratory Equipment | RA | Radiation Therapy Equipment |  | 052 | MMRA-052 | LASER: patient positioning, radiotherapy, lateral and overhead, MRI compatible |  |  | 2 | ARCH-FFE | TRUE | FALSE | FALSE
MM | Medical and Laboratory Equipment | RA | Radiation Therapy Equipment |  | 056 | MMRA-056 | LASER: patient positioning, radiotherapy, table tracking | MMRA-019 | LASER: radiotherapy, couch tracking | 2 | ARCH-FFE | TRUE | FALSE | FALSE
MM | Medical and Laboratory Equipment | RA | Radiation Therapy Equipment |  | 057 | MMRA-057 | LASER: patient positioning, radiotherapy, table tracking, MRI compatible |  |  | 2 | ARCH-FFE | TRUE | FALSE | FALSE
MM | Medical and Laboratory Equipment | RA | Radiation Therapy Equipment |  | 061 | MMRA-061 | LASER: patient positioning, radiotherapy, bridge | MMRA-014 | LASER: radiotherapy, bridge | 2 | ARCH-FFE | TRUE | FALSE | FALSE
MM | Medical and Laboratory Equipment | RA | Radiation Therapy Equipment |  | 062 | MMRA-062 | LASER: patient positioning, radiotherapy, bridge, MRI compatible |  |  | 2 | ARCH-FFE | TRUE | FALSE | FALSE
MM | Medical and Laboratory Equipment | RA | Radiation Therapy Equipment |  | 071 | MMRA-071 | DEVICE: surface guided radiation therapy system, ceiling mounted | MMRA-008 | DEVICE: surface guided radiation therapy system | 2 | ARCH-MME | TRUE | FALSE | FALSE
MM | Medical and Laboratory Equipment | RA | Radiation Therapy Equipment |  | 072 | MMRA-072 | DEVICE: surface guided radiation therapy system, floor mounted |  |  | 2 | ARCH-MME | TRUE | FALSE | FALSE
MM | Medical and Laboratory Equipment | RA | Radiation Therapy Equipment |  | 073 | MMRA-073 | DEVICE: surface guided radiation therapy system, table mounted |  |  | 2 | ARCH-MME | TRUE | FALSE | FALSE
MM | Medical and Laboratory Equipment | RA | Radiation Therapy Equipment |  | 101 | MMRA-101 | DEVICE: tester, linear accelerator | MMRA-005 | TESTER: linear accelerator | 2 | ARCH-FFE | TRUE | FALSE | FALSE
MM | Medical and Laboratory Equipment | RA | Radiation Therapy Equipment |  | 106 | MMRA-106 | DEVICE: tester, radiotherapy, daily QA | MMRA-011 | DEVICE: radiotherapy, daily QA | 3 | ARCH-FFE | TRUE | FALSE | FALSE
MM | Medical and Laboratory Equipment | RA | Radiation Therapy Equipment |  | 111 | MMRA-111 | DEVICE: treatment, brachytherapy | MMRA-002 | DEVICE: brachytherapy | 2 | ARCH-MME | TRUE | FALSE | FALSE
MM | Medical and Laboratory Equipment | RA | Radiation Therapy Equipment |  | 112 | MMRA-112 | DEVICE: treatment, brachytherapy, radioactive seed delivery | MMRA-003 | DEVICE: radioactive seed delivery | 2 | ARCH-MME | TRUE | FALSE | FALSE
MM | Medical and Laboratory Equipment | RA | Radiation Therapy Equipment |  | 151 | MMRA-151 | DEVICE: oven, thermoplastic warming, radiotherapy moulds | MMRA-020 | OVEN: thermoplastic warming | 2 | ARCH-FFE | TRUE | FALSE | FALSE
MM | Medical and Laboratory Equipment | RA | Radiation Therapy Equipment |  | 191 | MMRA-191 | ACCESS PANEL: penetration, medical physics port | MMRA-006 | ACCESS PANEL: medical physics port | 1 | ARCH-FFE | TRUE | FALSE | FALSE
MM | Medical and Laboratory Equipment | SP | Services Pendants, Services Panels and Operating Lights |  | 051 | MMSP-051 | MEDICAL SERVICES PANEL: wall mounted | MMSP-026 | SERVICES PANEL: wall mounted | 1 | PKGE | TRUE | FALSE | TRUE
MM | Medical and Laboratory Equipment | SP | Services Pendants, Services Panels and Operating Lights |  | 052 | MMSP-052 | MEDICAL SERVICES PANEL: joinery mounted |  |  | 1 | PKGE | TRUE | FALSE | FALSE
MM | Medical and Laboratory Equipment | SP | Services Pendants, Services Panels and Operating Lights |  | 053 | MMSP-053 | MEDICAL SERVICES PANEL: surface mounted | MMSP-025 | SERVICES PANEL: special | 1 | PKGE | TRUE | FALSE | FALSE
MM | Medical and Laboratory Equipment | SP | Services Pendants, Services Panels and Operating Lights |  | 081 | MMSP-081 | LIGHT: single arm, 1 light head, operating, ceiling mounted | MMSP-037; MMSP-029; MMSP-030 | LIGHT: operating, single, 550 diam nom. pendant mounted; LIGHT: operating, single, 550 diam nom.; LIGHT: operating, single, 950 diam nom. | 2 | ARCH-MME | TRUE | FALSE | TRUE
MM | Medical and Laboratory Equipment | SP | Services Pendants, Services Panels and Operating Lights |  | 082 | MMSP-082 | LIGHT: double arm, 2 light heads, operating, ceiling mounted | MMSP-027; MMSP-028 | LIGHT: operating, 2 arm, 550/550 diam nom.; LIGHT: operating, 2 arm, 950/550 diam nom. | 2 | ARCH-MME | TRUE | FALSE | FALSE
MM | Medical and Laboratory Equipment | SP | Services Pendants, Services Panels and Operating Lights |  | 101 | MMSP-101 | MEDICAL SERVICES PENDANT: single arm, horizontal services head | MMSP-015; MMSP-016 | PENDANT: single, anaesthetic (fixed or adjustable height); PENDANT: single, equipment (fixed or adjustable height) | 2 | PKGE | TRUE | FALSE | TRUE
MM | Medical and Laboratory Equipment | SP | Services Pendants, Services Panels and Operating Lights |  | 102 | MMSP-102 | MEDICAL SERVICES PENDANT: single arm, vertical services head | MMSP-015; MMSP-017; MMSP-018; MMSP-034 | PENDANT: single, anaesthetic (fixed or adjustable height); PENDANT: single, perfusion (fixed or adjustable height); PENDANT: single, wet and dry combination (fixed or adjustable height); PENDANT: single, dual arm, surgical & anaesthetic combined (fixed or adjustable height) | 2 | PKGE | TRUE | FALSE | TRUE
MM | Medical and Laboratory Equipment | SP | Services Pendants, Services Panels and Operating Lights |  | 104 | MMSP-104 | MEDICAL SERVICES PENDANT: single arm, display screen | MMSP-035 | PENDANT: single, dual arm, display screen | 2 | PKGE | TRUE | FALSE | TRUE
MM | Medical and Laboratory Equipment | SP | Services Pendants, Services Panels and Operating Lights |  | 105 | MMSP-105 | MEDICAL SERVICES PENDANT: single arm, dual display screens | MMSP-036 | PENDANT: single, dual arm, dual display screen | 2 | PKGE | TRUE | FALSE | TRUE
MM | Medical and Laboratory Equipment | SP | Services Pendants, Services Panels and Operating Lights |  | 108 | MMSP-108 | MEDICAL SERVICES PENDANT: single arm, radiation shield |  |  | 2 | PKGE | TRUE | FALSE | TRUE
MM | Medical and Laboratory Equipment | SP | Services Pendants, Services Panels and Operating Lights |  | 201 | MMSP-201 | MEDICAL SERVICES PENDANT: double arm, horizontal services head / horizontal services head | MMSP-020 | PENDANT: tandem, services (fixed or adjustable height) | 2 | PKGE | TRUE | FALSE | FALSE
MM | Medical and Laboratory Equipment | SP | Services Pendants, Services Panels and Operating Lights |  | 202 | MMSP-202 | MEDICAL SERVICES PENDANT: double arm, horizontal services head / vertical services head | MMSP-019 | PENDANT: tandem, equipment and anaestethic (fixed or adjustable height) | 2 | PKGE | TRUE | FALSE | FALSE
MM | Medical and Laboratory Equipment | SP | Services Pendants, Services Panels and Operating Lights |  | 203 | MMSP-203 | MEDICAL SERVICES PENDANT: double arm, horizontal services head / 1 light head, operating |  |  | 2 | PKGE | TRUE | FALSE | FALSE
MM | Medical and Laboratory Equipment | SP | Services Pendants, Services Panels and Operating Lights |  | 204 | MMSP-204 | MEDICAL SERVICES PENDANT: double arm, horizontal services head / display screen |  |  | 2 | PKGE | TRUE | FALSE | FALSE
MM | Medical and Laboratory Equipment | SP | Services Pendants, Services Panels and Operating Lights |  | 205 | MMSP-205 | MEDICAL SERVICES PENDANT: double arm, horizontal services head / dual display screens |  |  | 2 | PKGE | TRUE | FALSE | FALSE
MM | Medical and Laboratory Equipment | SP | Services Pendants, Services Panels and Operating Lights |  | 208 | MMSP-208 | MEDICAL SERVICES PENDANT: double arm, horizontal services head / radiation shield |  |  | 2 | PKGE | TRUE | FALSE | FALSE
MM | Medical and Laboratory Equipment | SP | Services Pendants, Services Panels and Operating Lights |  | 212 | MMSP-212 | MEDICAL SERVICES PENDANT: double arm, vertical services head / vertical services head |  |  | 2 | PKGE | TRUE | FALSE | TRUE
MM | Medical and Laboratory Equipment | SP | Services Pendants, Services Panels and Operating Lights |  | 213 | MMSP-213 | MEDICAL SERVICES PENDANT: double arm, vertical services head / 1 light head, operating |  |  | 2 | PKGE | TRUE | FALSE | FALSE
MM | Medical and Laboratory Equipment | SP | Services Pendants, Services Panels and Operating Lights |  | 214 | MMSP-214 | MEDICAL SERVICES PENDANT: double arm, vertical services head / display screen |  |  | 2 | PKGE | TRUE | FALSE | FALSE
MM | Medical and Laboratory Equipment | SP | Services Pendants, Services Panels and Operating Lights |  | 215 | MMSP-215 | MEDICAL SERVICES PENDANT: double arm, vertical services head / dual display screens |  |  | 2 | PKGE | TRUE | FALSE | FALSE
MM | Medical and Laboratory Equipment | SP | Services Pendants, Services Panels and Operating Lights |  | 218 | MMSP-218 | MEDICAL SERVICES PENDANT: double arm, vertical services head / radiation shield |  |  | 2 | PKGE | TRUE | FALSE | FALSE
MM | Medical and Laboratory Equipment | SP | Services Pendants, Services Panels and Operating Lights |  | 224 | MMSP-224 | MEDICAL SERVICES PENDANT: double arm, 1 light head, operating / display screen | MMSP-033 | LIGHT: operating, 2 arm, light 700 diam nom. / arm for display screen | 2 | PKGE | TRUE | FALSE | TRUE
MM | Medical and Laboratory Equipment | SP | Services Pendants, Services Panels and Operating Lights |  | 225 | MMSP-225 | MEDICAL SERVICES PENDANT: double arm, 1 light head, operating / dual display screens |  |  | 2 | PKGE | TRUE | FALSE | FALSE
MM | Medical and Laboratory Equipment | SP | Services Pendants, Services Panels and Operating Lights |  | 228 | MMSP-228 | MEDICAL SERVICES PENDANT: double arm, 1 light head, operating / radiation shield |  |  | 2 | PKGE | TRUE | FALSE | FALSE
MM | Medical and Laboratory Equipment | SP | Services Pendants, Services Panels and Operating Lights |  | 234 | MMSP-234 | MEDICAL SERVICES PENDANT: double arm, display screen / display screen |  |  | 2 | PKGE | TRUE | FALSE | FALSE
MM | Medical and Laboratory Equipment | SP | Services Pendants, Services Panels and Operating Lights |  | 235 | MMSP-235 | MEDICAL SERVICES PENDANT: double arm, display screen / dual display screens |  |  | 2 | PKGE | TRUE | FALSE | FALSE
MM | Medical and Laboratory Equipment | SP | Services Pendants, Services Panels and Operating Lights |  | 238 | MMSP-238 | MEDICAL SERVICES PENDANT: double arm, display screen / radiation shield |  |  | 2 | PKGE | TRUE | FALSE | FALSE
MM | Medical and Laboratory Equipment | SP | Services Pendants, Services Panels and Operating Lights |  | 245 | MMSP-245 | MEDICAL SERVICES PENDANT: double arm, dual display screens / dual display screens |  |  | 2 | PKGE | TRUE | FALSE | FALSE
MM | Medical and Laboratory Equipment | SP | Services Pendants, Services Panels and Operating Lights |  | 248 | MMSP-248 | MEDICAL SERVICES PENDANT: double arm, dual display screens / radiation shield |  |  | 2 | PKGE | TRUE | FALSE | FALSE
MM | Medical and Laboratory Equipment | SP | Services Pendants, Services Panels and Operating Lights |  | 091 | MMSP-091 | LIGHT HEAD: operating, articulated arm, pendant mounted |  |  | 2 | PKGE | TRUE | FALSE | TRUE
MM | Medical and Laboratory Equipment | SP | Services Pendants, Services Panels and Operating Lights | MMSP-212 | 01 | MMSP-212.01 | SERVICES HEAD: vertical, to arm 1 |  |  | 2 | PKGE | TRUE | FALSE | TRUE
MM | Medical and Laboratory Equipment | SP | Services Pendants, Services Panels and Operating Lights | MMSP-212 | 02 | MMSP-212.02 | SERVICES HEAD: vertical, to arm 2 |  |  | 2 | PKGE | TRUE | FALSE | TRUE
MM | Medical and Laboratory Equipment | TR | Clinical Trolleys |  | 001 | MMTR-001 | TROLLEY: stainless steel, 490W x 490D x 900H nom |  |  | 3 | ARCH-FFE | TRUE | FALSE | FALSE
MM | Medical and Laboratory Equipment | TR | Clinical Trolleys |  | 002 | MMTR-002 | TROLLEY: stainless steel, 600W x 490D x 900H nom |  |  | 3 | ARCH-FFE | TRUE | FALSE | FALSE
MM | Medical and Laboratory Equipment | TR | Clinical Trolleys |  | 003 | MMTR-003 | TROLLEY: stainless steel, 750W x 490D x 900H nom |  |  | 3 | ARCH-FFE | TRUE | FALSE | FALSE
MM | Medical and Laboratory Equipment | TR | Clinical Trolleys |  | 004 | MMTR-004 | TROLLEY: stainless steel, 900W x 490D x 900H nom |  |  | 3 | ARCH-FFE | TRUE | FALSE | FALSE
MM | Medical and Laboratory Equipment | TR | Clinical Trolleys |  | 011 | MMTR-011 | TROLLEY: stainless steel, wire mesh drawers, 490W x 490D x 900H nom | FQSM-020 | TROLLEY: chrome wire mesh | 3 | ARCH-FFE | TRUE | FALSE | FALSE
MM | Medical and Laboratory Equipment | TR | Clinical Trolleys |  | 012 | MMTR-012 | TROLLEY: stainless steel, wire mesh drawers, 600W x 490D x 900H nom | FQSM-020 | TROLLEY: chrome wire mesh | 3 | ARCH-FFE | TRUE | FALSE | FALSE
MM | Medical and Laboratory Equipment | TR | Clinical Trolleys |  | 013 | MMTR-013 | TROLLEY: stainless steel, wire mesh drawers, 900W x 490D x 900H nom | FQSM-018 | TROLLEY: basket | 3 | ARCH-FFE | TRUE | FALSE | FALSE
MM | Medical and Laboratory Equipment | TR | Clinical Trolleys |  | 021 | MMTR-021 | TROLLEY: stainless steel, set of 3, nested | FQSM-043 | TROLLEY: nested, set of 3, underbench | 3 | ARCH-FFE | TRUE | FALSE | FALSE
MM | Medical and Laboratory Equipment | TR | Clinical Trolleys |  | 051 | MMTR-051 | TROLLEY: airway/intubation, 490W x 490D x 900H nom |  |  | 3 | ARCH-FFE | TRUE | FALSE | FALSE
MM | Medical and Laboratory Equipment | TR | Clinical Trolleys |  | 052 | MMTR-052 | TROLLEY: airway/intubation, 600W x 490D x 900H nom | MMGE-126 | TROLLEY: intubation | 3 | ARCH-FFE | TRUE | FALSE | TRUE
MM | Medical and Laboratory Equipment | TR | Clinical Trolleys |  | 053 | MMTR-053 | TROLLEY: airway/intubation, 750W x 490D x 900H nom |  |  | 3 | ARCH-FFE | TRUE | FALSE | TRUE
MM | Medical and Laboratory Equipment | TR | Clinical Trolleys |  | 056 | MMTR-056 | TROLLEY: cannulation, 490W x 490D x 900H nom |  |  | 3 | ARCH-FFE | TRUE | FALSE | TRUE
MM | Medical and Laboratory Equipment | TR | Clinical Trolleys |  | 057 | MMTR-057 | TROLLEY: cannulation, 600W x 490D x 900H nom |  |  | 3 | ARCH-FFE | TRUE | FALSE | FALSE
MM | Medical and Laboratory Equipment | TR | Clinical Trolleys |  | 058 | MMTR-058 | TROLLEY: cannulation, 750W x 490D x 900H nom |  |  | 3 | ARCH-FFE | TRUE | FALSE | FALSE
MM | Medical and Laboratory Equipment | TR | Clinical Trolleys |  | 061 | MMTR-061 | TROLLEY: dressing, 490W x 490D x 900H nom | MMGE-113 | TROLLEY: dressing | 3 | ARCH-FFE | TRUE | FALSE | FALSE
MM | Medical and Laboratory Equipment | TR | Clinical Trolleys |  | 062 | MMTR-062 | TROLLEY: dressing, 600W x 490D x 900H nom | MMGE-114 | TROLLEY: dressing, 1 drawer | 3 | ARCH-FFE | TRUE | FALSE | TRUE
MM | Medical and Laboratory Equipment | TR | Clinical Trolleys |  | 063 | MMTR-063 | TROLLEY: dressing, 750W x 490D x 900H nom | MMGE-115 | TROLLEY: dressing, 2 drawer | 3 | ARCH-FFE | TRUE | FALSE | TRUE
MM | Medical and Laboratory Equipment | TR | Clinical Trolleys |  | 066 | MMTR-066 | TROLLEY: epidural, 490W x 490D x 900H nom | MMGE-118 | TROLLEY: epidural, 2 drawers | 3 | ARCH-FFE | TRUE | FALSE | FALSE
MM | Medical and Laboratory Equipment | TR | Clinical Trolleys |  | 067 | MMTR-067 | TROLLEY: epidural, 600W x 490D x 900H nom |  |  | 3 | ARCH-FFE | TRUE | FALSE | FALSE
MM | Medical and Laboratory Equipment | TR | Clinical Trolleys |  | 068 | MMTR-068 | TROLLEY: epidural, 750W x 490D x 900H nom |  |  | 3 | ARCH-FFE | TRUE | FALSE | FALSE
MM | Medical and Laboratory Equipment | TR | Clinical Trolleys |  | 071 | MMTR-071 | TROLLEY: equipment, 490W x 490D x 900H nom | MMGE-119 | TROLLEY: equipment | 3 | ARCH-FFE | TRUE | FALSE | TRUE
MM | Medical and Laboratory Equipment | TR | Clinical Trolleys |  | 072 | MMTR-072 | TROLLEY: equipment, 600W x 490D x 900H nom | MMGE-128 | TROLLEY: medical equipment | 3 | ARCH-FFE | TRUE | FALSE | TRUE
MM | Medical and Laboratory Equipment | TR | Clinical Trolleys |  | 073 | MMTR-073 | TROLLEY: equipment, 750W x 490D x 900H nom |  |  | 3 | ARCH-FFE | TRUE | FALSE | FALSE
MM | Medical and Laboratory Equipment | TR | Clinical Trolleys |  | 074 | MMTR-074 | TROLLEY: equipment, 900W x 490D x 900H nom |  |  | 3 | ARCH-FFE | TRUE | FALSE | FALSE
MM | Medical and Laboratory Equipment | TR | Clinical Trolleys |  | 076 | MMTR-076 | TROLLEY: instruments, 490W x 490D x 900H nom |  |  | 3 | ARCH-FFE | TRUE | FALSE | FALSE
MM | Medical and Laboratory Equipment | TR | Clinical Trolleys |  | 077 | MMTR-077 | TROLLEY: instruments, 600W x 490D x 900H nom | MMGE-123 | TROLLEY: instrument | 3 | ARCH-FFE | TRUE | FALSE | TRUE
MM | Medical and Laboratory Equipment | TR | Clinical Trolleys |  | 078 | MMTR-078 | TROLLEY: instruments, 750W x 490D x 900H nom |  |  | 3 | ARCH-FFE | TRUE | FALSE | FALSE
MM | Medical and Laboratory Equipment | TR | Clinical Trolleys |  | 079 | MMTR-079 | TROLLEY: instruments, 900W x 490D x 900H nom | MMGE-124 | TROLLEY: instrument, large | 3 | ARCH-FFE | TRUE | FALSE | FALSE
MM | Medical and Laboratory Equipment | TR | Clinical Trolleys |  | 081 | MMTR-081 | TROLLEY: intravenous, 490W x 490D x 900H nom |  |  | 3 | ARCH-FFE | TRUE | FALSE | TRUE
MM | Medical and Laboratory Equipment | TR | Clinical Trolleys |  | 082 | MMTR-082 | TROLLEY: intravenous, 600W x 490D x 900H nom |  |  | 3 | ARCH-FFE | TRUE | FALSE | FALSE
MM | Medical and Laboratory Equipment | TR | Clinical Trolleys |  | 083 | MMTR-083 | TROLLEY: intravenous, 750W x 490D x 900H nom | MMGE-125 | TROLLEY: intravenous | 3 | ARCH-FFE | TRUE | FALSE | FALSE
MM | Medical and Laboratory Equipment | TR | Clinical Trolleys |  | 084 | MMTR-084 | TROLLEY: intravenous, 900W x 490D x 900H nom |  |  | 3 | ARCH-FFE | TRUE | FALSE | FALSE
MM | Medical and Laboratory Equipment | TR | Clinical Trolleys |  | 086 | MMTR-086 | TROLLEY: phlebotomy, 490W x 490D x 900H nom | MMGE-112 | TROLLEY: collection | 3 | ARCH-FFE | TRUE | FALSE | FALSE
MM | Medical and Laboratory Equipment | TR | Clinical Trolleys |  | 087 | MMTR-087 | TROLLEY: phlebotomy, 600W x 490D x 900H nom | MMGE-189 | TROLLEY: phlebotomy 600W x 490D x 900H nominal | 3 | ARCH-FFE | TRUE | FALSE | FALSE
MM | Medical and Laboratory Equipment | TR | Clinical Trolleys |  | 088 | MMTR-088 | TROLLEY: phlebotomy, 750W x 490D x 900H nom |  |  | 3 | ARCH-FFE | TRUE | FALSE | FALSE
MM | Medical and Laboratory Equipment | TR | Clinical Trolleys |  | 091 | MMTR-091 | TROLLEY: procedure, 490W x 490D x 900H nom |  |  | 3 | ARCH-FFE | TRUE | FALSE | FALSE
MM | Medical and Laboratory Equipment | TR | Clinical Trolleys |  | 092 | MMTR-092 | TROLLEY: procedure, 600W x 490D x 900H nom | MMGE-146 | TROLLEY: suture | 3 | ARCH-FFE | TRUE | FALSE | TRUE
MM | Medical and Laboratory Equipment | TR | Clinical Trolleys |  | 093 | MMTR-093 | TROLLEY: procedure, 750W x 490D x 900H nom | MMGE-147 | TROLLEY: treatment | 3 | ARCH-FFE | TRUE | FALSE | FALSE
MM | Medical and Laboratory Equipment | TR | Clinical Trolleys |  | 094 | MMTR-094 | TROLLEY: procedure, 900W x 490D x 900H nom | MMGE-139 | TROLLEY: procedure | 3 | ARCH-FFE | TRUE | FALSE | TRUE
MM | Medical and Laboratory Equipment | TR | Clinical Trolleys |  | 096 | MMTR-096 | TROLLEY: scout, 490W x 490D x 900H nom |  |  | 3 | ARCH-FFE | TRUE | FALSE | TRUE
MM | Medical and Laboratory Equipment | TR | Clinical Trolleys |  | 097 | MMTR-097 | TROLLEY: scout, 600W x 490D x 900H nom |  |  | 3 | ARCH-FFE | TRUE | FALSE | FALSE
MM | Medical and Laboratory Equipment | TR | Clinical Trolleys |  | 098 | MMTR-098 | TROLLEY: scout, 750W x 490D x 900H nom |  |  | 3 | ARCH-FFE | TRUE | FALSE | FALSE
MM | Medical and Laboratory Equipment | TR | Clinical Trolleys |  | 099 | MMTR-099 | TROLLEY: scout, 900W x 490D x 900H nom |  |  | 3 | ARCH-FFE | TRUE | FALSE | FALSE
MM | Medical and Laboratory Equipment | TR | Clinical Trolleys |  | 101 | MMTR-101 | TROLLEY: set-up, 490W x 490D x 900H nom | MMGE-138 | TROLLEY: preparation | 3 | ARCH-FFE | TRUE | FALSE | FALSE
MM | Medical and Laboratory Equipment | TR | Clinical Trolleys |  | 102 | MMTR-102 | TROLLEY: set-up, 600W x 490D x 900H nom |  |  | 3 | ARCH-FFE | TRUE | FALSE | FALSE
MM | Medical and Laboratory Equipment | TR | Clinical Trolleys |  | 103 | MMTR-103 | TROLLEY: set-up, 750W x 490D x 900H nom |  |  | 3 | ARCH-FFE | TRUE | FALSE | FALSE
MM | Medical and Laboratory Equipment | TR | Clinical Trolleys |  | 104 | MMTR-104 | TROLLEY: set-up, 900W x 490D x 900H nom | MMOP-093 | TROLLEY: set-up | 3 | ARCH-FFE | TRUE | FALSE | TRUE
MM | Medical and Laboratory Equipment | TR | Clinical Trolleys |  | 108 | MMTR-108 | TROLLEY: set-up, table 1250W x 800D x 900H nom |  |  | 3 | ARCH-FFE | TRUE | FALSE | TRUE
MM | Medical and Laboratory Equipment | TR | Clinical Trolleys |  | 121 | MMTR-121 | TROLLEY: gowns/scrubs, 1060W x 490D x 1830H nominal | MMGE-122 | TROLLEY: gowns | 3 | ARCH-FFE | TRUE | FALSE | FALSE
MM | Medical and Laboratory Equipment | TR | Clinical Trolleys |  | 122 | MMTR-122 | TROLLEY: gowns/scrubs, 1220W x 490D x 1830H nominal |  |  | 3 | ARCH-FFE | TRUE | FALSE | FALSE
MM | Medical and Laboratory Equipment | TR | Clinical Trolleys |  | 123 | MMTR-123 | TROLLEY: gowns/scrubs, 1220W x 610D x 1830H nominal |  |  | 3 | ARCH-FFE | TRUE | FALSE | TRUE
MM | Medical and Laboratory Equipment | TR | Clinical Trolleys |  | 141 | MMTR-141 | TROLLEY: plaster | MMAH-028 | TROLLEY: plaster | 3 | ARCH-FFE | TRUE | FALSE | TRUE
MM | Medical and Laboratory Equipment | TR | Clinical Trolleys |  | 151 | MMTR-151 | TROLLEY: panel for storage baskets, mobile, single sided | FQSM-036 | TROLLEY: storage basket | 3 | ARCH-FFE | TRUE | FALSE | TRUE
MM | Medical and Laboratory Equipment | TR | Clinical Trolleys |  | 152 | MMTR-152 | TROLLEY: panel for storage baskets, mobile, double sided |  |  | 3 | ARCH-FFE | TRUE | FALSE | FALSE
MM | Medical and Laboratory Equipment | TR | Clinical Trolleys |  | 161 | MMTR-161 | TROLLEY: case cart |  |  | 3 | ARCH-FFE | TRUE | FALSE | FALSE
MM | Medical and Laboratory Equipment | TR | Clinical Trolleys |  | 171 | MMTR-171 | TROLLEY: mayo table | MMOP-076 | TABLE: mayo | 3 | ARCH-FFE | TRUE | FALSE | TRUE
MM | Medical and Laboratory Equipment | TR | Clinical Trolleys |  | 191 | MMTR-191 | TROLLEY: medical records | MMGE-108; MMGE-129; MMGE-140 | TROLLEY: chart; TROLLEY: medical records; TROLLEY: records | 3 | ARCH-FFE | TRUE | FALSE | FALSE
MM | Medical and Laboratory Equipment | TR | Clinical Trolleys |  | 201 | MMTR-201 | TROLLEY: cylinder, medical gas, C Size, single | MMGE-134 | TROLLEY: oxygen cylinder | 3 | ARCH-FFE | TRUE | FALSE | FALSE
MM | Medical and Laboratory Equipment | TR | Clinical Trolleys |  | 204 | MMTR-204 | TROLLEY: cylinder, medical gas, C Size, 9 x clyinders capacity |  |  | 3 | ARCH-FFE | TRUE | FALSE | FALSE
MM | Medical and Laboratory Equipment | TR | Clinical Trolleys |  | 205 | MMTR-205 | TROLLEY: cylinder, medical gas, C Size, 12 x clyinders capacity |  |  | 3 | ARCH-FFE | TRUE | FALSE | FALSE
MM | Medical and Laboratory Equipment | TR | Clinical Trolleys |  | 211 | MMTR-211 | TROLLEY: cylinder, medical gas, D Size, single |  |  | 3 | ARCH-FFE | TRUE | FALSE | FALSE
MM | Medical and Laboratory Equipment | TR | Clinical Trolleys |  | 221 | MMTR-221 | TROLLEY: cylinder, medical gas, E Size, single |  |  | 3 | ARCH-FFE | TRUE | FALSE | FALSE
MM | Medical and Laboratory Equipment | TR | Clinical Trolleys |  | 241 | MMTR-241 | TROLLEY: cylinder, medical gas, G Size, single |  |  | 3 | ARCH-FFE | TRUE | FALSE | FALSE
MM | Medical and Laboratory Equipment | TR | Clinical Trolleys | MMTR-001 | 01 | MMTR-001.01 | TROLLEY: stainless steel, 490W x 490D x 900H nom, 1 tier | FQSM-035 | TROLLEY: small | 3 | ARCH-FFE | TRUE | FALSE | FALSE
MM | Medical and Laboratory Equipment | TR | Clinical Trolleys | MMTR-001 | 02 | MMTR-001.02 | TROLLEY: stainless steel, 490W x 490D x 900H nom, 2 tier | FQSM-017 | TROLLEY: 2 tier/shelf | 3 | ARCH-FFE | TRUE | FALSE | TRUE
MM | Medical and Laboratory Equipment | TR | Clinical Trolleys | MMTR-001 | 03 | MMTR-001.03 | TROLLEY: stainless steel, 490W x 490D x 900H nom, 1 drawer |  |  | 3 | ARCH-FFE | TRUE | FALSE | FALSE
MM | Medical and Laboratory Equipment | TR | Clinical Trolleys | MMTR-001 | 04 | MMTR-001.04 | TROLLEY: stainless steel, 490W x 490D x 900H nom, 2 drawer |  |  | 3 | ARCH-FFE | TRUE | FALSE | FALSE
MM | Medical and Laboratory Equipment | TR | Clinical Trolleys | MMTR-002 | 01 | MMTR-002.01 | TROLLEY: stainless steel, 600W x 490D x 900H nom, 1 tier |  |  | 3 | ARCH-FFE | TRUE | FALSE | FALSE
MM | Medical and Laboratory Equipment | TR | Clinical Trolleys | MMTR-002 | 02 | MMTR-002.02 | TROLLEY: stainless steel, 600W x 490D x 900H nom, 2 tier |  |  | 3 | ARCH-FFE | TRUE | FALSE | FALSE
MM | Medical and Laboratory Equipment | TR | Clinical Trolleys | MMTR-002 | 03 | MMTR-002.03 | TROLLEY: stainless steel, 600W x 490D x 900H nom, 1 drawer |  |  | 3 | ARCH-FFE | TRUE | FALSE | FALSE
MM | Medical and Laboratory Equipment | TR | Clinical Trolleys | MMTR-002 | 04 | MMTR-002.04 | TROLLEY: stainless steel, 600W x 490D x 900H nom, 2 drawer |  |  | 3 | ARCH-FFE | TRUE | FALSE | FALSE
MM | Medical and Laboratory Equipment | TR | Clinical Trolleys | MMTR-003 | 01 | MMTR-003.01 | TROLLEY: stainless steel, 750W x 490D x 900H nom, 1 tier |  |  | 3 | ARCH-FFE | TRUE | FALSE | FALSE
MM | Medical and Laboratory Equipment | TR | Clinical Trolleys | MMTR-003 | 02 | MMTR-003.02 | TROLLEY: stainless steel, 750W x 490D x 900H nom, 2 tier |  |  | 3 | ARCH-FFE | TRUE | FALSE | TRUE
MM | Medical and Laboratory Equipment | TR | Clinical Trolleys | MMTR-003 | 03 | MMTR-003.03 | TROLLEY: stainless steel, 750W x 490D x 900H nom, 1 drawer |  |  | 3 | ARCH-FFE | TRUE | FALSE | FALSE
MM | Medical and Laboratory Equipment | TR | Clinical Trolleys | MMTR-003 | 04 | MMTR-003.04 | TROLLEY: stainless steel, 750W x 490D x 900H nom, 2 drawer |  |  | 3 | ARCH-FFE | TRUE | FALSE | FALSE
MM | Medical and Laboratory Equipment | TR | Clinical Trolleys | MMTR-004 | 01 | MMTR-004.01 | TROLLEY: stainless steel, 900W x 490D x 900H nom, 1 tier |  |  | 3 | ARCH-FFE | TRUE | FALSE | FALSE
MM | Medical and Laboratory Equipment | TR | Clinical Trolleys | MMTR-004 | 02 | MMTR-004.02 | TROLLEY: stainless steel, 900W x 490D x 900H nom, 2 tier | FQSM-016 | TROLLEY | 3 | ARCH-FFE | TRUE | FALSE | TRUE
MM | Medical and Laboratory Equipment | TR | Clinical Trolleys | MMTR-004 | 03 | MMTR-004.03 | TROLLEY: stainless steel, 900W x 490D x 900H nom, 1 drawer |  |  | 3 | ARCH-FFE | TRUE | FALSE | FALSE
MM | Medical and Laboratory Equipment | TR | Clinical Trolleys | MMTR-004 | 04 | MMTR-004.04 | TROLLEY: stainless steel, 900W x 490D x 900H nom, 2 drawer |  |  | 3 | ARCH-FFE | TRUE | FALSE | FALSE
MM | Medical and Laboratory Equipment | TR | Clinical Trolleys | MMTR-011 | 01 | MMTR-011.01 | TROLLEY: stainless steel, wire mesh drawers, 490W x 490D x 900H nom, 3 drawers |  |  | 3 | ARCH-FFE | TRUE | FALSE | FALSE
MM | Medical and Laboratory Equipment | TR | Clinical Trolleys | MMTR-011 | 02 | MMTR-011.02 | TROLLEY: stainless steel, wire mesh drawers, 490W x 490D x 900H nom, 4 drawers |  |  | 3 | ARCH-FFE | TRUE | FALSE | FALSE
MM | Medical and Laboratory Equipment | TR | Clinical Trolleys | MMTR-012 | 01 | MMTR-012.01 | TROLLEY: stainless steel, wire mesh drawers, 600W x 490D x 900H nom, 3 drawers |  |  | 3 | ARCH-FFE | TRUE | FALSE | FALSE
MM | Medical and Laboratory Equipment | TR | Clinical Trolleys | MMTR-012 | 02 | MMTR-012.02 | TROLLEY: stainless steel, wire mesh drawers, 600W x 490D x 900H nom, 4 drawers |  |  | 3 | ARCH-FFE | TRUE | FALSE | FALSE
MM | Medical and Laboratory Equipment | TR | Clinical Trolleys | MMTR-013 | 01 | MMTR-013.01 | TROLLEY: stainless steel, wire mesh drawers, 900W x 490D x 900H nom, 3 drawers |  |  | 3 | ARCH-FFE | TRUE | FALSE | TRUE
MM | Medical and Laboratory Equipment | TR | Clinical Trolleys | MMTR-013 | 02 | MMTR-013.02 | TROLLEY: stainless steel, wire mesh drawers, 900W x 490D x 900H nom, 4 drawers |  |  | 3 | ARCH-FFE | TRUE | FALSE | TRUE
MM | Medical and Laboratory Equipment | TR | Clinical Trolleys | MMTR-002 | 05 | MMTR-002.05 | TROLLEY: stainless steel, 600W x 490D x 900H nom, 3 drawer |  |  | 3 | ARCH-FFE | TRUE | FALSE | FALSE
MM | Medical and Laboratory Equipment | TR | Clinical Trolleys | MMTR-002 | 06 | MMTR-002.06 | TROLLEY: stainless steel, 600W x 490D x 900H nom, 4 drawer |  |  | 3 | ARCH-FFE | TRUE | FALSE | FALSE
MM | Medical and Laboratory Equipment | TR | Clinical Trolleys | MMTR-002 | 07 | MMTR-002.07 | TROLLEY: stainless steel, 600W x 490D x 900H nom, 5 drawer |  |  | 3 | ARCH-FFE | TRUE | FALSE | TRUE
WI | Windows | FX | Fixed |  | 001 | WIFX-001 | WINDOW: fixed, internal, single glazed, sill at floor level |  |  | 1 | WIND | TRUE | FALSE | FALSE
WI | Windows | FX | Fixed |  | 002 | WIFX-002 | WINDOW: fixed, internal, single glazed, sill at skirting level |  |  | 1 | WIND | TRUE | FALSE | FALSE
WI | Windows | FX | Fixed |  | 003 | WIFX-003 | WINDOW: fixed, internal, single glazed, sill at 300H |  |  | 1 | WIND | TRUE | FALSE | FALSE
WI | Windows | FX | Fixed |  | 004 | WIFX-004 | WINDOW: fixed, internal, single glazed, sill at 450H |  |  | 1 | WIND | TRUE | FALSE | FALSE
WI | Windows | FX | Fixed |  | 005 | WIFX-005 | WINDOW: fixed, internal, single glazed, sill at 600H |  |  | 1 | WIND | TRUE | FALSE | FALSE
WI | Windows | FX | Fixed |  | 006 | WIFX-006 | WINDOW: fixed, internal, single glazed, sill at 750H |  |  | 1 | WIND | TRUE | FALSE | FALSE
WI | Windows | FX | Fixed |  | 007 | WIFX-007 | WINDOW: fixed, internal, single glazed, sill at 900H |  |  | 1 | WIND | TRUE | FALSE | FALSE
WI | Windows | FX | Fixed |  | 008 | WIFX-008 | WINDOW: fixed, internal, single glazed, sill at 1050H |  |  | 1 | WIND | TRUE | FALSE | FALSE
WI | Windows | FX | Fixed |  | 009 | WIFX-009 | WINDOW: fixed, internal, single glazed, sill at 1200H |  |  | 1 | WIND | TRUE | FALSE | FALSE
WI | Windows | FX | Fixed |  | 010 | WIFX-010 | WINDOW: fixed, internal, single glazed, sill at 1350H |  |  | 1 | WIND | TRUE | FALSE | FALSE
WI | Windows | FX | Fixed |  | 011 | WIFX-011 | WINDOW: fixed, internal, single glazed, sill at 1500H |  |  | 1 | WIND | TRUE | FALSE | FALSE
WI | Windows | FX | Fixed |  | 012 | WIFX-012 | WINDOW: fixed, internal, single glazed, sill at 1650H |  |  | 1 | WIND | TRUE | FALSE | FALSE
WI | Windows | FX | Fixed |  | 013 | WIFX-013 | WINDOW: fixed, internal, single glazed, sill at 1800H |  |  | 1 | WIND | TRUE | FALSE | FALSE
WI | Windows | FX | Fixed |  | 051 | WIFX-051 | WINDOW: fixed, internal, double glazed, sill at floor level |  |  | 1 | WIND | TRUE | FALSE | FALSE
WI | Windows | FX | Fixed |  | 052 | WIFX-052 | WINDOW: fixed, internal, double glazed, sill at skirting level |  |  | 1 | WIND | TRUE | FALSE | FALSE
WI | Windows | FX | Fixed |  | 053 | WIFX-053 | WINDOW: fixed, internal, double glazed, sill at 300H |  |  | 1 | WIND | TRUE | FALSE | FALSE
WI | Windows | FX | Fixed |  | 054 | WIFX-054 | WINDOW: fixed, internal, double glazed, sill at 450H |  |  | 1 | WIND | TRUE | FALSE | FALSE
WI | Windows | FX | Fixed |  | 055 | WIFX-055 | WINDOW: fixed, internal, double glazed, sill at 600H |  |  | 1 | WIND | TRUE | FALSE | FALSE
WI | Windows | FX | Fixed |  | 056 | WIFX-056 | WINDOW: fixed, internal, double glazed, sill at 750H |  |  | 1 | WIND | TRUE | FALSE | FALSE
WI | Windows | FX | Fixed |  | 057 | WIFX-057 | WINDOW: fixed, internal, double glazed, sill at 900H |  |  | 1 | WIND | TRUE | FALSE | FALSE
WI | Windows | FX | Fixed |  | 058 | WIFX-058 | WINDOW: fixed, internal, double glazed, sill at 1050H |  |  | 1 | WIND | TRUE | FALSE | FALSE
WI | Windows | FX | Fixed |  | 059 | WIFX-059 | WINDOW: fixed, internal, double glazed, sill at 1200H |  |  | 1 | WIND | TRUE | FALSE | FALSE
WI | Windows | FX | Fixed |  | 060 | WIFX-060 | WINDOW: fixed, internal, double glazed, sill at 1350H |  |  | 1 | WIND | TRUE | FALSE | FALSE
WI | Windows | FX | Fixed |  | 061 | WIFX-061 | WINDOW: fixed, internal, double glazed, sill at 1500H |  |  | 1 | WIND | TRUE | FALSE | FALSE
WI | Windows | FX | Fixed |  | 062 | WIFX-062 | WINDOW: fixed, internal, double glazed, sill at 1650H |  |  | 1 | WIND | TRUE | FALSE | TRUE
WI | Windows | FX | Fixed |  | 063 | WIFX-063 | WINDOW: fixed, internal, double glazed, sill at 1800H |  |  | 1 | WIND | TRUE | FALSE | FALSE
WI | Windows | FX | Fixed |  | 101 | WIFX-101 | WINDOW: fixed, external, single glazed, sill at floor level |  |  | 1 | WIND | TRUE | FALSE | FALSE
WI | Windows | FX | Fixed |  | 102 | WIFX-102 | WINDOW: fixed, external, single glazed, sill at skirting level |  |  | 1 | WIND | TRUE | FALSE | FALSE
WI | Windows | FX | Fixed |  | 103 | WIFX-103 | WINDOW: fixed, external, single glazed, sill at 300H |  |  | 1 | WIND | TRUE | FALSE | FALSE
WI | Windows | FX | Fixed |  | 104 | WIFX-104 | WINDOW: fixed, external, single glazed, sill at 450H |  |  | 1 | WIND | TRUE | FALSE | FALSE
WI | Windows | FX | Fixed |  | 105 | WIFX-105 | WINDOW: fixed, external, single glazed, sill at 600H |  |  | 1 | WIND | TRUE | FALSE | FALSE
WI | Windows | FX | Fixed |  | 106 | WIFX-106 | WINDOW: fixed, external, single glazed, sill at 750H |  |  | 1 | WIND | TRUE | FALSE | FALSE
WI | Windows | FX | Fixed |  | 107 | WIFX-107 | WINDOW: fixed, external, single glazed, sill at 900H |  |  | 1 | WIND | TRUE | FALSE | FALSE
WI | Windows | FX | Fixed |  | 108 | WIFX-108 | WINDOW: fixed, external, single glazed, sill at 1050H |  |  | 1 | WIND | TRUE | FALSE | FALSE
WI | Windows | FX | Fixed |  | 109 | WIFX-109 | WINDOW: fixed, external, single glazed, sill at 1200H |  |  | 1 | WIND | TRUE | FALSE | FALSE
WI | Windows | FX | Fixed |  | 110 | WIFX-110 | WINDOW: fixed, external, single glazed, sill at 1350H |  |  | 1 | WIND | TRUE | FALSE | FALSE
WI | Windows | FX | Fixed |  | 111 | WIFX-111 | WINDOW: fixed, external, single glazed, sill at 1500H |  |  | 1 | WIND | TRUE | FALSE | FALSE
WI | Windows | FX | Fixed |  | 112 | WIFX-112 | WINDOW: fixed, external, single glazed, sill at 1650H |  |  | 1 | WIND | TRUE | FALSE | FALSE
WI | Windows | FX | Fixed |  | 113 | WIFX-113 | WINDOW: fixed, external, single glazed, sill at 1800H |  |  | 1 | WIND | TRUE | FALSE | FALSE
WI | Windows | FX | Fixed |  | 151 | WIFX-151 | WINDOW: fixed, external, double glazed, sill at floor level |  |  | 1 | WIND | TRUE | FALSE | FALSE
WI | Windows | FX | Fixed |  | 152 | WIFX-152 | WINDOW: fixed, external, double glazed, sill at skirting level |  |  | 1 | WIND | TRUE | FALSE | FALSE
WI | Windows | FX | Fixed |  | 153 | WIFX-153 | WINDOW: fixed, external, double glazed, sill at 300H |  |  | 1 | WIND | TRUE | FALSE | FALSE
WI | Windows | FX | Fixed |  | 154 | WIFX-154 | WINDOW: fixed, external, double glazed, sill at 450H |  |  | 1 | WIND | TRUE | FALSE | FALSE
WI | Windows | FX | Fixed |  | 155 | WIFX-155 | WINDOW: fixed, external, double glazed, sill at 600H |  |  | 1 | WIND | TRUE | FALSE | FALSE
WI | Windows | FX | Fixed |  | 156 | WIFX-156 | WINDOW: fixed, external, double glazed, sill at 750H |  |  | 1 | WIND | TRUE | FALSE | FALSE
WI | Windows | FX | Fixed |  | 157 | WIFX-157 | WINDOW: fixed, external, double glazed, sill at 900H |  |  | 1 | WIND | TRUE | FALSE | FALSE
WI | Windows | FX | Fixed |  | 158 | WIFX-158 | WINDOW: fixed, external, double glazed, sill at 1050H |  |  | 1 | WIND | TRUE | FALSE | FALSE
WI | Windows | FX | Fixed |  | 159 | WIFX-159 | WINDOW: fixed, external, double glazed, sill at 1200H |  |  | 1 | WIND | TRUE | FALSE | FALSE
WI | Windows | FX | Fixed |  | 160 | WIFX-160 | WINDOW: fixed, external, double glazed, sill at 1350H |  |  | 1 | WIND | TRUE | FALSE | FALSE
WI | Windows | FX | Fixed |  | 161 | WIFX-161 | WINDOW: fixed, external, double glazed, sill at 1500H |  |  | 1 | WIND | TRUE | FALSE | TRUE
WI | Windows | FX | Fixed |  | 162 | WIFX-162 | WINDOW: fixed, external, double glazed, sill at 1650H |  |  | 1 | WIND | TRUE | FALSE | FALSE
WI | Windows | FX | Fixed |  | 163 | WIFX-163 | WINDOW: fixed, external, double glazed, sill at 1800H |  |  | 1 | WIND | TRUE | FALSE | FALSE
WI | Windows | FX | Fixed | WIFX-001 | 01 | WIFX-001.01 | WINDOW: fixed, internal, single glazed, sill at floor level |  |  | 1 | WIND | TRUE | FALSE | FALSE
WI | Windows | FX | Fixed | WIFX-001 | 02 | WIFX-001.02 | WINDOW: fixed, internal, single glazed, sill at floor level, switchable privacy glass |  |  | 1 | WIND | TRUE | FALSE | FALSE
WI | Windows | FX | Fixed | WIFX-001 | 03 | WIFX-001.03 | WINDOW: fixed, internal, single glazed, sill at floor level, shielded, lead glass |  |  | 1 | WIND | TRUE | FALSE | FALSE
WI | Windows | FX | Fixed | WIFX-002 | 01 | WIFX-002.01 | WINDOW: fixed, internal, single glazed, sill at skirting level | DWOB-002 | OBSERVATION: internal window, alum/glass, door height, powdercoat | 1 | WIND | TRUE | FALSE | TRUE
WI | Windows | FX | Fixed | WIFX-002 | 02 | WIFX-002.02 | WINDOW: fixed, internal, single glazed, sill at skirting level, switchable privacy glass |  |  | 1 | WIND | TRUE | FALSE | FALSE
WI | Windows | FX | Fixed | WIFX-002 | 03 | WIFX-002.03 | WINDOW: fixed, internal, single glazed, sill at skirting level, shielded, lead glass |  |  | 1 | WIND | TRUE | FALSE | FALSE
WI | Windows | FX | Fixed | WIFX-003 | 01 | WIFX-003.01 | WINDOW: fixed, internal, single glazed, sill at 300H |  |  | 1 | WIND | TRUE | FALSE | FALSE
WI | Windows | FX | Fixed | WIFX-003 | 02 | WIFX-003.02 | WINDOW: fixed, internal, single glazed, sill at 300H, switchable privacy glass |  |  | 1 | WIND | TRUE | FALSE | FALSE
WI | Windows | FX | Fixed | WIFX-003 | 03 | WIFX-003.03 | WINDOW: fixed, internal, single glazed, sill at 300H, shielded, lead glass |  |  | 1 | WIND | TRUE | FALSE | FALSE
WI | Windows | FX | Fixed | WIFX-004 | 01 | WIFX-004.01 | WINDOW: fixed, internal, single glazed, sill at 450H |  |  | 1 | WIND | TRUE | FALSE | FALSE
WI | Windows | FX | Fixed | WIFX-004 | 02 | WIFX-004.02 | WINDOW: fixed, internal, single glazed, sill at 450H, switchable privacy glass |  |  | 1 | WIND | TRUE | FALSE | FALSE
WI | Windows | FX | Fixed | WIFX-004 | 03 | WIFX-004.03 | WINDOW: fixed, internal, single glazed, sill at 450H, shielded, lead glass |  |  | 1 | WIND | TRUE | FALSE | FALSE
WI | Windows | FX | Fixed | WIFX-005 | 01 | WIFX-005.01 | WINDOW: fixed, internal, single glazed, sill at 600H |  |  | 1 | WIND | TRUE | FALSE | FALSE
WI | Windows | FX | Fixed | WIFX-005 | 02 | WIFX-005.02 | WINDOW: fixed, internal, single glazed, sill at 600H, switchable privacy glass |  |  | 1 | WIND | TRUE | FALSE | FALSE
WI | Windows | FX | Fixed | WIFX-005 | 03 | WIFX-005.03 | WINDOW: fixed, internal, single glazed, sill at 600H, shielded, lead glass |  |  | 1 | WIND | TRUE | FALSE | FALSE
WI | Windows | FX | Fixed | WIFX-006 | 01 | WIFX-006.01 | WINDOW: fixed, internal, single glazed, sill at 750H | DWOB-005 | OBSERVATION: internal window, alum/glass, powdercoat | 1 | WIND | TRUE | FALSE | FALSE
WI | Windows | FX | Fixed | WIFX-006 | 02 | WIFX-006.02 | WINDOW: fixed, internal, single glazed, sill at 750H, switchable privacy glass |  |  | 1 | WIND | TRUE | FALSE | FALSE
WI | Windows | FX | Fixed | WIFX-006 | 03 | WIFX-006.03 | WINDOW: fixed, internal, single glazed, sill at 750H, shielded, lead glass | DWOB-009 | OBSERVATION: internal window, lead glass, clear | 1 | WIND | TRUE | FALSE | FALSE
WI | Windows | FX | Fixed | WIFX-007 | 01 | WIFX-007.01 | WINDOW: fixed, internal, single glazed, sill at 900H | DWOB-003; DWOB-004; DWOB-016; DWOB-007 | OBSERVATION: internal window, alum/glass, double glazed, integral venetian blind, powdercoat; OBSERVATION: internal window, alum/glass, internal blinds, powdercoat; OBSERVATION: internal window, alum/safety glass, one way, powdercoat; OBSERVATION: internal window, alum/safety glass, powdercoat/paint | 1 | WIND | TRUE | FALSE | TRUE
WI | Windows | FX | Fixed | WIFX-007 | 02 | WIFX-007.02 | WINDOW: fixed, internal, single glazed, sill at 900H, switchable privacy glass |  |  | 1 | WIND | TRUE | FALSE | FALSE
WI | Windows | FX | Fixed | WIFX-007 | 03 | WIFX-007.03 | WINDOW: fixed, internal, single glazed, sill at 900H, shielded, lead glass |  |  | 1 | WIND | TRUE | FALSE | TRUE
WI | Windows | FX | Fixed | WIFX-008 | 01 | WIFX-008.01 | WINDOW: fixed, internal, single glazed, sill at 1050H | DWOB-001; DWOB-006 | OBSERVATION: internal window; OBSERVATION: internal window, alum/safety glass, double glazed, integral venetian blind, powdercoat | 1 | WIND | TRUE | FALSE | TRUE
WI | Windows | FX | Fixed | WIFX-008 | 02 | WIFX-008.02 | WINDOW: fixed, internal, single glazed, sill at 1050H, switchable privacy glass |  |  | 1 | WIND | TRUE | FALSE | FALSE
WI | Windows | FX | Fixed | WIFX-008 | 03 | WIFX-008.03 | WINDOW: fixed, internal, single glazed, sill at 1050H, shielded, lead glass |  |  | 1 | WIND | TRUE | FALSE | TRUE
WI | Windows | FX | Fixed | WIFX-009 | 01 | WIFX-009.01 | WINDOW: fixed, internal, single glazed, sill at 1200H |  |  | 1 | WIND | TRUE | FALSE | TRUE
WI | Windows | FX | Fixed | WIFX-009 | 02 | WIFX-009.02 | WINDOW: fixed, internal, single glazed, sill at 1200H, switchable privacy glass |  |  | 1 | WIND | TRUE | FALSE | FALSE
WI | Windows | FX | Fixed | WIFX-009 | 03 | WIFX-009.03 | WINDOW: fixed, internal, single glazed, sill at 1200H, shielded, lead glass |  |  | 1 | WIND | TRUE | FALSE | FALSE
WI | Windows | FX | Fixed | WIFX-010 | 01 | WIFX-010.01 | WINDOW: fixed, internal, single glazed, sill at 1350H |  |  | 1 | WIND | TRUE | FALSE | FALSE
WI | Windows | FX | Fixed | WIFX-010 | 02 | WIFX-010.02 | WINDOW: fixed, internal, single glazed, sill at 1350H, switchable privacy glass |  |  | 1 | WIND | TRUE | FALSE | FALSE
WI | Windows | FX | Fixed | WIFX-010 | 03 | WIFX-010.03 | WINDOW: fixed, internal, single glazed, sill at 1350H, shielded, lead glass |  |  | 1 | WIND | TRUE | FALSE | FALSE
WI | Windows | FX | Fixed | WIFX-011 | 01 | WIFX-011.01 | WINDOW: fixed, internal, single glazed, sill at 1500H |  |  | 1 | WIND | TRUE | FALSE | FALSE
WI | Windows | FX | Fixed | WIFX-011 | 02 | WIFX-011.02 | WINDOW: fixed, internal, single glazed, sill at 1500H, switchable privacy glass |  |  | 1 | WIND | TRUE | FALSE | FALSE
WI | Windows | FX | Fixed | WIFX-011 | 03 | WIFX-011.03 | WINDOW: fixed, internal, single glazed, sill at 1500H, shielded, lead glass |  |  | 1 | WIND | TRUE | FALSE | FALSE
WI | Windows | FX | Fixed | WIFX-012 | 01 | WIFX-012.01 | WINDOW: fixed, internal, single glazed, sill at 1650H |  |  | 1 | WIND | TRUE | FALSE | FALSE
WI | Windows | FX | Fixed | WIFX-012 | 02 | WIFX-012.02 | WINDOW: fixed, internal, single glazed, sill at 1650H, switchable privacy glass |  |  | 1 | WIND | TRUE | FALSE | FALSE
WI | Windows | FX | Fixed | WIFX-012 | 03 | WIFX-012.03 | WINDOW: fixed, internal, single glazed, sill at 1650H, shielded, lead glass |  |  | 1 | WIND | TRUE | FALSE | FALSE
WI | Windows | FX | Fixed | WIFX-013 | 01 | WIFX-013.01 | WINDOW: fixed, internal, single glazed, sill at 1800H |  |  | 1 | WIND | TRUE | FALSE | FALSE
WI | Windows | FX | Fixed | WIFX-013 | 02 | WIFX-013.02 | WINDOW: fixed, internal, single glazed, sill at 1800H, switchable privacy glass |  |  | 1 | WIND | TRUE | FALSE | FALSE
WI | Windows | FX | Fixed | WIFX-013 | 03 | WIFX-013.03 | WINDOW: fixed, internal, single glazed, sill at 1800H, shielded, lead glass |  |  | 1 | WIND | TRUE | FALSE | FALSE
WI | Windows | FX | Fixed | WIFX-051 | 01 | WIFX-051.01 | WINDOW: fixed, internal, double glazed, sill at floor level |  |  | 1 | WIND | TRUE | FALSE | FALSE
WI | Windows | FX | Fixed | WIFX-051 | 02 | WIFX-051.02 | WINDOW: fixed, internal, double glazed, sill at floor level, switchable privacy glass |  |  | 1 | WIND | TRUE | FALSE | FALSE
WI | Windows | FX | Fixed | WIFX-051 | 03 | WIFX-051.03 | WINDOW: fixed, internal, double glazed, sill at floor level, shielded, lead glass |  |  | 1 | WIND | TRUE | FALSE | FALSE
WI | Windows | FX | Fixed | WIFX-051 | 04 | WIFX-051.04 | WINDOW: fixed, internal, double glazed, sill at floor level, with integral blind |  |  | 1 | WIND | TRUE | FALSE | FALSE
WI | Windows | FX | Fixed | WIFX-051 | 05 | WIFX-051.05 | WINDOW: fixed, internal, double glazed, sill at floor level, shielded, lead glass, with integral blind |  |  | 1 | WIND | TRUE | FALSE | FALSE
WI | Windows | FX | Fixed | WIFX-052 | 01 | WIFX-052.01 | WINDOW: fixed, internal, double glazed, sill at skirting level |  |  | 1 | WIND | TRUE | FALSE | FALSE
WI | Windows | FX | Fixed | WIFX-052 | 02 | WIFX-052.02 | WINDOW: fixed, internal, double glazed, sill at skirting level, switchable privacy glass |  |  | 1 | WIND | TRUE | FALSE | FALSE
WI | Windows | FX | Fixed | WIFX-052 | 03 | WIFX-052.03 | WINDOW: fixed, internal, double glazed, sill at skirting level, shielded, lead glass |  |  | 1 | WIND | TRUE | FALSE | FALSE
WI | Windows | FX | Fixed | WIFX-052 | 04 | WIFX-052.04 | WINDOW: fixed, internal, double glazed, sill at skirting level, with integral blind |  |  | 1 | WIND | TRUE | FALSE | FALSE
WI | Windows | FX | Fixed | WIFX-052 | 05 | WIFX-052.05 | WINDOW: fixed, internal, double glazed, sill at skirting level, shielded, lead glass, with integral blind |  |  | 1 | WIND | TRUE | FALSE | FALSE
WI | Windows | FX | Fixed | WIFX-053 | 01 | WIFX-053.01 | WINDOW: fixed, internal, double glazed, sill at 300H |  |  | 1 | WIND | TRUE | FALSE | FALSE
WI | Windows | FX | Fixed | WIFX-053 | 02 | WIFX-053.02 | WINDOW: fixed, internal, double glazed, sill at 300H, switchable privacy glass |  |  | 1 | WIND | TRUE | FALSE | FALSE
WI | Windows | FX | Fixed | WIFX-053 | 03 | WIFX-053.03 | WINDOW: fixed, internal, double glazed, sill at 300H, shielded, lead glass |  |  | 1 | WIND | TRUE | FALSE | FALSE
WI | Windows | FX | Fixed | WIFX-053 | 04 | WIFX-053.04 | WINDOW: fixed, internal, double glazed, sill at 300H, with integral blind |  |  | 1 | WIND | TRUE | FALSE | FALSE
WI | Windows | FX | Fixed | WIFX-053 | 05 | WIFX-053.05 | WINDOW: fixed, internal, double glazed, sill at 300H, shielded, lead glass, with integral blind |  |  | 1 | WIND | TRUE | FALSE | FALSE
WI | Windows | FX | Fixed | WIFX-054 | 01 | WIFX-054.01 | WINDOW: fixed, internal, double glazed, sill at 450H |  |  | 1 | WIND | TRUE | FALSE | FALSE
WI | Windows | FX | Fixed | WIFX-054 | 02 | WIFX-054.02 | WINDOW: fixed, internal, double glazed, sill at 450H, switchable privacy glass |  |  | 1 | WIND | TRUE | FALSE | FALSE
WI | Windows | FX | Fixed | WIFX-054 | 03 | WIFX-054.03 | WINDOW: fixed, internal, double glazed, sill at 450H, shielded, lead glass |  |  | 1 | WIND | TRUE | FALSE | FALSE
WI | Windows | FX | Fixed | WIFX-054 | 04 | WIFX-054.04 | WINDOW: fixed, internal, double glazed, sill at 450H, with integral blind |  |  | 1 | WIND | TRUE | FALSE | FALSE
WI | Windows | FX | Fixed | WIFX-054 | 05 | WIFX-054.05 | WINDOW: fixed, internal, double glazed, sill at 450H, shielded, lead glass, with integral blind |  |  | 1 | WIND | TRUE | FALSE | FALSE
WI | Windows | FX | Fixed | WIFX-055 | 01 | WIFX-055.01 | WINDOW: fixed, internal, double glazed, sill at 600H | DWOB-008 | OBSERVATION: internal window, double glazed | 1 | WIND | TRUE | FALSE | FALSE
WI | Windows | FX | Fixed | WIFX-055 | 02 | WIFX-055.02 | WINDOW: fixed, internal, double glazed, sill at 600H, switchable privacy glass |  |  | 1 | WIND | TRUE | FALSE | FALSE
WI | Windows | FX | Fixed | WIFX-055 | 03 | WIFX-055.03 | WINDOW: fixed, internal, double glazed, sill at 600H, shielded, lead glass |  |  | 1 | WIND | TRUE | FALSE | FALSE
WI | Windows | FX | Fixed | WIFX-055 | 04 | WIFX-055.04 | WINDOW: fixed, internal, double glazed, sill at 600H, with integral blind |  |  | 1 | WIND | TRUE | FALSE | FALSE
WI | Windows | FX | Fixed | WIFX-055 | 05 | WIFX-055.05 | WINDOW: fixed, internal, double glazed, sill at 600H, shielded, lead glass, with integral blind |  |  | 1 | WIND | TRUE | FALSE | FALSE
WI | Windows | FX | Fixed | WIFX-056 | 01 | WIFX-056.01 | WINDOW: fixed, internal, double glazed, sill at 750H |  |  | 1 | WIND | TRUE | FALSE | FALSE
WI | Windows | FX | Fixed | WIFX-056 | 02 | WIFX-056.02 | WINDOW: fixed, internal, double glazed, sill at 750H, switchable privacy glass |  |  | 1 | WIND | TRUE | FALSE | FALSE
WI | Windows | FX | Fixed | WIFX-056 | 03 | WIFX-056.03 | WINDOW: fixed, internal, double glazed, sill at 750H, shielded, lead glass |  |  | 1 | WIND | TRUE | FALSE | FALSE
WI | Windows | FX | Fixed | WIFX-056 | 04 | WIFX-056.04 | WINDOW: fixed, internal, double glazed, sill at 750H, with integral blind |  |  | 1 | WIND | TRUE | FALSE | TRUE
WI | Windows | FX | Fixed | WIFX-056 | 05 | WIFX-056.05 | WINDOW: fixed, internal, double glazed, sill at 750H, shielded, lead glass, with integral blind |  |  | 1 | WIND | TRUE | FALSE | FALSE
WI | Windows | FX | Fixed | WIFX-057 | 01 | WIFX-057.01 | WINDOW: fixed, internal, double glazed, sill at 900H |  |  | 1 | WIND | TRUE | FALSE | FALSE
WI | Windows | FX | Fixed | WIFX-057 | 02 | WIFX-057.02 | WINDOW: fixed, internal, double glazed, sill at 900H, switchable privacy glass |  |  | 1 | WIND | TRUE | FALSE | FALSE
WI | Windows | FX | Fixed | WIFX-057 | 03 | WIFX-057.03 | WINDOW: fixed, internal, double glazed, sill at 900H, shielded, lead glass |  |  | 1 | WIND | TRUE | FALSE | FALSE
WI | Windows | FX | Fixed | WIFX-057 | 04 | WIFX-057.04 | WINDOW: fixed, internal, double glazed, sill at 900H, with integral blind |  |  | 1 | WIND | TRUE | FALSE | TRUE
WI | Windows | FX | Fixed | WIFX-057 | 05 | WIFX-057.05 | WINDOW: fixed, internal, double glazed, sill at 900H, shielded, lead glass, with integral blind |  |  | 1 | WIND | TRUE | FALSE | FALSE
WI | Windows | FX | Fixed | WIFX-058 | 01 | WIFX-058.01 | WINDOW: fixed, internal, double glazed, sill at 1050H |  |  | 1 | WIND | TRUE | FALSE | FALSE
WI | Windows | FX | Fixed | WIFX-058 | 02 | WIFX-058.02 | WINDOW: fixed, internal, double glazed, sill at 1050H, switchable privacy glass |  |  | 1 | WIND | TRUE | FALSE | FALSE
WI | Windows | FX | Fixed | WIFX-058 | 03 | WIFX-058.03 | WINDOW: fixed, internal, double glazed, sill at 1050H, shielded, lead glass |  |  | 1 | WIND | TRUE | FALSE | FALSE
WI | Windows | FX | Fixed | WIFX-058 | 04 | WIFX-058.04 | WINDOW: fixed, internal, double glazed, sill at 1050H, with integral blind |  |  | 1 | WIND | TRUE | FALSE | TRUE
WI | Windows | FX | Fixed | WIFX-058 | 05 | WIFX-058.05 | WINDOW: fixed, internal, double glazed, sill at 1050H, shielded, lead glass |  |  | 1 | WIND | TRUE | FALSE | FALSE
WI | Windows | FX | Fixed | WIFX-059 | 01 | WIFX-059.01 | WINDOW: fixed, internal, double glazed, sill at 1200H |  |  | 1 | WIND | TRUE | FALSE | FALSE
WI | Windows | FX | Fixed | WIFX-059 | 02 | WIFX-059.02 | WINDOW: fixed, internal, double glazed, sill at 1200H, switchable privacy glass |  |  | 1 | WIND | TRUE | FALSE | FALSE
WI | Windows | FX | Fixed | WIFX-059 | 03 | WIFX-059.03 | WINDOW: fixed, internal, double glazed, sill at 1200H, shielded, lead glass |  |  | 1 | WIND | TRUE | FALSE | FALSE
WI | Windows | FX | Fixed | WIFX-059 | 04 | WIFX-059.04 | WINDOW: fixed, internal, double glazed, sill at 1200H, with integral blind |  |  | 1 | WIND | TRUE | FALSE | FALSE
WI | Windows | FX | Fixed | WIFX-059 | 05 | WIFX-059.05 | WINDOW: fixed, internal, double glazed, sill at 1200H, shielded, lead glass, with integral blind |  |  | 1 | WIND | TRUE | FALSE | FALSE
WI | Windows | FX | Fixed | WIFX-060 | 01 | WIFX-060.01 | WINDOW: fixed, internal, double glazed, sill at 1350H |  |  | 1 | WIND | TRUE | FALSE | FALSE
WI | Windows | FX | Fixed | WIFX-060 | 02 | WIFX-060.02 | WINDOW: fixed, internal, double glazed, sill at 1350H, switchable privacy glass |  |  | 1 | WIND | TRUE | FALSE | FALSE
WI | Windows | FX | Fixed | WIFX-060 | 03 | WIFX-060.03 | WINDOW: fixed, internal, double glazed, sill at 1350H, shielded, lead glass |  |  | 1 | WIND | TRUE | FALSE | FALSE
WI | Windows | FX | Fixed | WIFX-060 | 04 | WIFX-060.04 | WINDOW: fixed, internal, double glazed, sill at 1350H, with integral blind |  |  | 1 | WIND | TRUE | FALSE | FALSE
WI | Windows | FX | Fixed | WIFX-060 | 05 | WIFX-060.05 | WINDOW: fixed, internal, double glazed, sill at 1350H, shielded, lead glass, with integral blind |  |  | 1 | WIND | TRUE | FALSE | FALSE
WI | Windows | FX | Fixed | WIFX-061 | 01 | WIFX-061.01 | WINDOW: fixed, internal, double glazed, sill at 1500H |  |  | 1 | WIND | TRUE | FALSE | FALSE
WI | Windows | FX | Fixed | WIFX-061 | 02 | WIFX-061.02 | WINDOW: fixed, internal, double glazed, sill at 1500H, switchable privacy glass |  |  | 1 | WIND | TRUE | FALSE | FALSE
WI | Windows | FX | Fixed | WIFX-061 | 03 | WIFX-061.03 | WINDOW: fixed, internal, double glazed, sill at 1500H, shielded, lead glass |  |  | 1 | WIND | TRUE | FALSE | FALSE
WI | Windows | FX | Fixed | WIFX-061 | 04 | WIFX-061.04 | WINDOW: fixed, internal, double glazed, sill at 1500H, with integral blind |  |  | 1 | WIND | TRUE | FALSE | FALSE
WI | Windows | FX | Fixed | WIFX-061 | 05 | WIFX-061.05 | WINDOW: fixed, internal, double glazed, sill at 1500H, shielded, lead glass, with integral blind |  |  | 1 | WIND | TRUE | FALSE | FALSE
WI | Windows | FX | Fixed | WIFX-062 | 01 | WIFX-062.01 | WINDOW: fixed, internal, double glazed, sill at 1650H |  |  | 1 | WIND | TRUE | FALSE | FALSE
WI | Windows | FX | Fixed | WIFX-062 | 02 | WIFX-062.02 | WINDOW: fixed, internal, double glazed, sill at 1650H, switchable privacy glass |  |  | 1 | WIND | TRUE | FALSE | FALSE
WI | Windows | FX | Fixed | WIFX-062 | 03 | WIFX-062.03 | WINDOW: fixed, internal, double glazed, sill at 1650H, shielded, lead glass |  |  | 1 | WIND | TRUE | FALSE | FALSE
WI | Windows | FX | Fixed | WIFX-062 | 04 | WIFX-062.04 | WINDOW: fixed, internal, double glazed, sill at 1650H, with integral blind |  |  | 1 | WIND | TRUE | FALSE | FALSE
WI | Windows | FX | Fixed | WIFX-062 | 05 | WIFX-062.05 | WINDOW: fixed, internal, double glazed, sill at 1650H, shielded, lead glass, with integral blind |  |  | 1 | WIND | TRUE | FALSE | FALSE
WI | Windows | FX | Fixed | WIFX-063 | 01 | WIFX-063.01 | WINDOW: fixed, internal, double glazed, sill at 1800H |  |  | 1 | WIND | TRUE | FALSE | FALSE
WI | Windows | FX | Fixed | WIFX-063 | 02 | WIFX-063.02 | WINDOW: fixed, internal, double glazed, sill at 1800H, switchable privacy glass |  |  | 1 | WIND | TRUE | FALSE | FALSE
WI | Windows | FX | Fixed | WIFX-063 | 03 | WIFX-063.03 | WINDOW: fixed, internal, double glazed, sill at 1800H, shielded, lead glass |  |  | 1 | WIND | TRUE | FALSE | FALSE
WI | Windows | FX | Fixed | WIFX-063 | 04 | WIFX-063.04 | WINDOW: fixed, internal, double glazed, sill at 1800H, with integral blind |  |  | 1 | WIND | TRUE | FALSE | FALSE
WI | Windows | FX | Fixed | WIFX-063 | 05 | WIFX-063.05 | WINDOW: fixed, internal, double glazed, sill at 1800H, shielded, lead glass, with integral blind |  |  | 1 | WIND | TRUE | FALSE | FALSE
WI | Windows | FX | Fixed | WIFX-101 | 01 | WIFX-101.01 | WINDOW: fixed, external, single glazed, sill at floor level |  |  | 1 | WIND | TRUE | FALSE | FALSE
WI | Windows | FX | Fixed | WIFX-101 | 02 | WIFX-101.02 | WINDOW: fixed, external, single glazed, sill at floor level, switchable privacy glass |  |  | 1 | WIND | TRUE | FALSE | FALSE
WI | Windows | FX | Fixed | WIFX-101 | 03 | WIFX-101.03 | WINDOW: fixed, external, single glazed, sill at floor level, shielded, lead glass |  |  | 1 | WIND | TRUE | FALSE | FALSE
WI | Windows | FX | Fixed | WIFX-102 | 01 | WIFX-102.01 | WINDOW: fixed, external, single glazed, sill at skirting level |  |  | 1 | WIND | TRUE | FALSE | FALSE
WI | Windows | FX | Fixed | WIFX-102 | 02 | WIFX-102.02 | WINDOW: fixed, external, single glazed, sill at skirting level, switchable privacy glass |  |  | 1 | WIND | TRUE | FALSE | FALSE
WI | Windows | FX | Fixed | WIFX-102 | 03 | WIFX-102.03 | WINDOW: fixed, external, single glazed, sill at skirting level, shielded, lead glass |  |  | 1 | WIND | TRUE | FALSE | FALSE
WI | Windows | FX | Fixed | WIFX-103 | 01 | WIFX-103.01 | WINDOW: fixed, external, single glazed, sill at 300H |  |  | 1 | WIND | TRUE | FALSE | FALSE
WI | Windows | FX | Fixed | WIFX-103 | 02 | WIFX-103.02 | WINDOW: fixed, external, single glazed, sill at 300H, switchable privacy glass |  |  | 1 | WIND | TRUE | FALSE | FALSE
WI | Windows | FX | Fixed | WIFX-103 | 03 | WIFX-103.03 | WINDOW: fixed, external, single glazed, sill at 300H, shielded, lead glass |  |  | 1 | WIND | TRUE | FALSE | FALSE
WI | Windows | FX | Fixed | WIFX-104 | 01 | WIFX-104.01 | WINDOW: fixed, external, single glazed, sill at 450H |  |  | 1 | WIND | TRUE | FALSE | FALSE
WI | Windows | FX | Fixed | WIFX-104 | 02 | WIFX-104.02 | WINDOW: fixed, external, single glazed, sill at 450H, switchable privacy glass |  |  | 1 | WIND | TRUE | FALSE | FALSE
WI | Windows | FX | Fixed | WIFX-104 | 03 | WIFX-104.03 | WINDOW: fixed, external, single glazed, sill at 450H, shielded, lead glass |  |  | 1 | WIND | TRUE | FALSE | FALSE
WI | Windows | FX | Fixed | WIFX-105 | 01 | WIFX-105.01 | WINDOW: fixed, external, single glazed, sill at 600H |  |  | 1 | WIND | TRUE | FALSE | FALSE
WI | Windows | FX | Fixed | WIFX-105 | 02 | WIFX-105.02 | WINDOW: fixed, external, single glazed, sill at 600H, switchable privacy glass |  |  | 1 | WIND | TRUE | FALSE | FALSE
WI | Windows | FX | Fixed | WIFX-105 | 03 | WIFX-105.03 | WINDOW: fixed, external, single glazed, sill at 600H, shielded, lead glass |  |  | 1 | WIND | TRUE | FALSE | FALSE
WI | Windows | FX | Fixed | WIFX-106 | 01 | WIFX-106.01 | WINDOW: fixed, external, single glazed, sill at 750H |  |  | 1 | WIND | TRUE | FALSE | FALSE
WI | Windows | FX | Fixed | WIFX-106 | 02 | WIFX-106.02 | WINDOW: fixed, external, single glazed, sill at 750H, switchable privacy glass |  |  | 1 | WIND | TRUE | FALSE | FALSE
WI | Windows | FX | Fixed | WIFX-106 | 03 | WIFX-106.03 | WINDOW: fixed, external, single glazed, sill at 750H, shielded, lead glass |  |  | 1 | WIND | TRUE | FALSE | FALSE
WI | Windows | FX | Fixed | WIFX-107 | 01 | WIFX-107.01 | WINDOW: fixed, external, single glazed, sill at 900H |  |  | 1 | WIND | TRUE | FALSE | TRUE
WI | Windows | FX | Fixed | WIFX-107 | 02 | WIFX-107.02 | WINDOW: fixed, external, single glazed, sill at 900H, switchable privacy glass |  |  | 1 | WIND | TRUE | FALSE | FALSE
WI | Windows | FX | Fixed | WIFX-107 | 03 | WIFX-107.03 | WINDOW: fixed, external, single glazed, sill at 900H, shielded, lead glass |  |  | 1 | WIND | TRUE | FALSE | FALSE
WI | Windows | FX | Fixed | WIFX-108 | 01 | WIFX-108.01 | WINDOW: fixed, external, single glazed, sill at 1050H |  |  | 1 | WIND | TRUE | FALSE | FALSE
WI | Windows | FX | Fixed | WIFX-108 | 02 | WIFX-108.02 | WINDOW: fixed, external, single glazed, sill at 1050H, switchable privacy glass |  |  | 1 | WIND | TRUE | FALSE | FALSE
WI | Windows | FX | Fixed | WIFX-108 | 03 | WIFX-108.03 | WINDOW: fixed, external, single glazed, sill at 1050H, shielded, lead glass |  |  | 1 | WIND | TRUE | FALSE | FALSE
WI | Windows | FX | Fixed | WIFX-109 | 01 | WIFX-109.01 | WINDOW: fixed, external, single glazed, sill at 1200H |  |  | 1 | WIND | TRUE | FALSE | FALSE
WI | Windows | FX | Fixed | WIFX-109 | 02 | WIFX-109.02 | WINDOW: fixed, external, single glazed, sill at 1200H, switchable privacy glass |  |  | 1 | WIND | TRUE | FALSE | FALSE
WI | Windows | FX | Fixed | WIFX-109 | 03 | WIFX-109.03 | WINDOW: fixed, external, single glazed, sill at 1200H, shielded, lead glass |  |  | 1 | WIND | TRUE | FALSE | FALSE
WI | Windows | FX | Fixed | WIFX-110 | 01 | WIFX-110.01 | WINDOW: fixed, external, single glazed, sill at 1350H |  |  | 1 | WIND | TRUE | FALSE | FALSE
WI | Windows | FX | Fixed | WIFX-110 | 02 | WIFX-110.02 | WINDOW: fixed, external, single glazed, sill at 1350H, switchable privacy glass |  |  | 1 | WIND | TRUE | FALSE | FALSE
WI | Windows | FX | Fixed | WIFX-110 | 03 | WIFX-110.03 | WINDOW: fixed, external, single glazed, sill at 1350H, shielded, lead glass |  |  | 1 | WIND | TRUE | FALSE | FALSE
WI | Windows | FX | Fixed | WIFX-111 | 01 | WIFX-111.01 | WINDOW: fixed, external, single glazed, sill at 1500H |  |  | 1 | WIND | TRUE | FALSE | FALSE
WI | Windows | FX | Fixed | WIFX-111 | 02 | WIFX-111.02 | WINDOW: fixed, external, single glazed, sill at 1500H, switchable privacy glass |  |  | 1 | WIND | TRUE | FALSE | FALSE
WI | Windows | FX | Fixed | WIFX-111 | 03 | WIFX-111.03 | WINDOW: fixed, external, single glazed, sill at 1500H, shielded, lead glass |  |  | 1 | WIND | TRUE | FALSE | FALSE
WI | Windows | FX | Fixed | WIFX-112 | 01 | WIFX-112.01 | WINDOW: fixed, external, single glazed, sill at 1650H |  |  | 1 | WIND | TRUE | FALSE | FALSE
WI | Windows | FX | Fixed | WIFX-112 | 02 | WIFX-112.02 | WINDOW: fixed, external, single glazed, sill at 1650H, switchable privacy glass |  |  | 1 | WIND | TRUE | FALSE | FALSE
WI | Windows | FX | Fixed | WIFX-112 | 03 | WIFX-112.03 | WINDOW: fixed, external, single glazed, sill at 1650H, shielded, lead glass |  |  | 1 | WIND | TRUE | FALSE | FALSE
WI | Windows | FX | Fixed | WIFX-113 | 01 | WIFX-113.01 | WINDOW: fixed, external, single glazed, sill at 1800H |  |  | 1 | WIND | TRUE | FALSE | FALSE
WI | Windows | FX | Fixed | WIFX-113 | 02 | WIFX-113.02 | WINDOW: fixed, external, single glazed, sill at 1800H, switchable privacy glass |  |  | 1 | WIND | TRUE | FALSE | FALSE
WI | Windows | FX | Fixed | WIFX-113 | 03 | WIFX-113.03 | WINDOW: fixed, external, single glazed, sill at 1800H, shielded, lead glass |  |  | 1 | WIND | TRUE | FALSE | FALSE
WI | Windows | FX | Fixed | WIFX-151 | 01 | WIFX-151.01 | WINDOW: fixed, external, double glazed, sill at floor level |  |  | 1 | WIND | TRUE | FALSE | FALSE
WI | Windows | FX | Fixed | WIFX-151 | 02 | WIFX-151.02 | WINDOW: fixed, external, double glazed, sill at floor level, switchable privacy glass |  |  | 1 | WIND | TRUE | FALSE | FALSE
WI | Windows | FX | Fixed | WIFX-151 | 03 | WIFX-151.03 | WINDOW: fixed, external, double glazed, sill at floor level, shielded, lead glass |  |  | 1 | WIND | TRUE | FALSE | FALSE
WI | Windows | FX | Fixed | WIFX-151 | 04 | WIFX-151.04 | WINDOW: fixed, external, double glazed, sill at floor level, with integral blind |  |  | 1 | WIND | TRUE | FALSE | FALSE
WI | Windows | FX | Fixed | WIFX-151 | 05 | WIFX-151.05 | WINDOW: fixed, external, double glazed, sill at floor level, shielded, lead glass, with integral blind |  |  | 1 | WIND | TRUE | FALSE | FALSE
WI | Windows | FX | Fixed | WIFX-152 | 01 | WIFX-152.01 | WINDOW: fixed, external, double glazed, sill at skirting level |  |  | 1 | WIND | TRUE | FALSE | FALSE
WI | Windows | FX | Fixed | WIFX-152 | 02 | WIFX-152.02 | WINDOW: fixed, external, double glazed, sill at skirting level, switchable privacy glass |  |  | 1 | WIND | TRUE | FALSE | FALSE
WI | Windows | FX | Fixed | WIFX-152 | 03 | WIFX-152.03 | WINDOW: fixed, external, double glazed, sill at skirting level, shielded, lead glass |  |  | 1 | WIND | TRUE | FALSE | FALSE
WI | Windows | FX | Fixed | WIFX-152 | 04 | WIFX-152.04 | WINDOW: fixed, external, double glazed, sill at skirting level, with integral blind |  |  | 1 | WIND | TRUE | FALSE | FALSE
WI | Windows | FX | Fixed | WIFX-152 | 05 | WIFX-152.05 | WINDOW: fixed, external, double glazed, sill at skirting level, shielded, lead glass, with integral blind |  |  | 1 | WIND | TRUE | FALSE | FALSE
WI | Windows | FX | Fixed | WIFX-153 | 01 | WIFX-153.01 | WINDOW: fixed, external, double glazed, sill at 300H |  |  | 1 | WIND | TRUE | FALSE | FALSE
WI | Windows | FX | Fixed | WIFX-153 | 02 | WIFX-153.02 | WINDOW: fixed, external, double glazed, sill at 300H, switchable privacy glass |  |  | 1 | WIND | TRUE | FALSE | FALSE
WI | Windows | FX | Fixed | WIFX-153 | 03 | WIFX-153.03 | WINDOW: fixed, external, double glazed, sill at 300H, shielded, lead glass |  |  | 1 | WIND | TRUE | FALSE | FALSE
WI | Windows | FX | Fixed | WIFX-153 | 04 | WIFX-153.04 | WINDOW: fixed, external, double glazed, sill at 300H, with integral blind |  |  | 1 | WIND | TRUE | FALSE | FALSE
WI | Windows | FX | Fixed | WIFX-153 | 05 | WIFX-153.05 | WINDOW: fixed, external, double glazed, sill at 300H, shielded, lead glass, with integral blind |  |  | 1 | WIND | TRUE | FALSE | FALSE
WI | Windows | FX | Fixed | WIFX-154 | 01 | WIFX-154.01 | WINDOW: fixed, external, double glazed, sill at 450H |  |  | 1 | WIND | TRUE | FALSE | FALSE
WI | Windows | FX | Fixed | WIFX-154 | 02 | WIFX-154.02 | WINDOW: fixed, external, double glazed, sill at 450H, switchable privacy glass |  |  | 1 | WIND | TRUE | FALSE | FALSE
WI | Windows | FX | Fixed | WIFX-154 | 03 | WIFX-154.03 | WINDOW: fixed, external, double glazed, sill at 450H, shielded, lead glass |  |  | 1 | WIND | TRUE | FALSE | FALSE
WI | Windows | FX | Fixed | WIFX-154 | 04 | WIFX-154.04 | WINDOW: fixed, external, double glazed, sill at 450H, with integral blind |  |  | 1 | WIND | TRUE | FALSE | FALSE
WI | Windows | FX | Fixed | WIFX-154 | 05 | WIFX-154.05 | WINDOW: fixed, external, double glazed, sill at 450H, shielded, lead glass, with integral blind |  |  | 1 | WIND | TRUE | FALSE | FALSE
WI | Windows | FX | Fixed | WIFX-155 | 01 | WIFX-155.01 | WINDOW: fixed, external, double glazed, sill at 600H |  |  | 1 | WIND | TRUE | FALSE | TRUE
WI | Windows | FX | Fixed | WIFX-155 | 02 | WIFX-155.02 | WINDOW: fixed, external, double glazed, sill at 600H, switchable privacy glass |  |  | 1 | WIND | TRUE | FALSE | FALSE
WI | Windows | FX | Fixed | WIFX-155 | 03 | WIFX-155.03 | WINDOW: fixed, external, double glazed, sill at 600H, shielded, lead glass |  |  | 1 | WIND | TRUE | FALSE | FALSE
WI | Windows | FX | Fixed | WIFX-155 | 04 | WIFX-155.04 | WINDOW: fixed, external, double glazed, sill at 600H, with integral blind |  |  | 1 | WIND | TRUE | FALSE | FALSE
WI | Windows | FX | Fixed | WIFX-155 | 05 | WIFX-155.05 | WINDOW: fixed, external, double glazed, sill at 600H, shielded, lead glass, with integral blind |  |  | 1 | WIND | TRUE | FALSE | FALSE
WI | Windows | FX | Fixed | WIFX-156 | 01 | WIFX-156.01 | WINDOW: fixed, external, double glazed, sill at 750H |  |  | 1 | WIND | TRUE | FALSE | TRUE
WI | Windows | FX | Fixed | WIFX-156 | 02 | WIFX-156.02 | WINDOW: fixed, external, double glazed, sill at 750H, switchable privacy glass |  |  | 1 | WIND | TRUE | FALSE | FALSE
WI | Windows | FX | Fixed | WIFX-156 | 03 | WIFX-156.03 | WINDOW: fixed, external, double glazed, sill at 750H, shielded, lead glass |  |  | 1 | WIND | TRUE | FALSE | FALSE
WI | Windows | FX | Fixed | WIFX-156 | 04 | WIFX-156.04 | WINDOW: fixed, external, double glazed, sill at 750H, with integral blind |  |  | 1 | WIND | TRUE | FALSE | FALSE
WI | Windows | FX | Fixed | WIFX-156 | 05 | WIFX-156.05 | WINDOW: fixed, external, double glazed, sill at 750H, shielded, lead glass, with integral blind |  |  | 1 | WIND | TRUE | FALSE | FALSE
WI | Windows | FX | Fixed | WIFX-157 | 01 | WIFX-157.01 | WINDOW: fixed, external, double glazed, sill at 900H |  |  | 1 | WIND | TRUE | FALSE | TRUE
WI | Windows | FX | Fixed | WIFX-157 | 02 | WIFX-157.02 | WINDOW: fixed, external, double glazed, sill at 900H, switchable privacy glass |  |  | 1 | WIND | TRUE | FALSE | FALSE
WI | Windows | FX | Fixed | WIFX-157 | 03 | WIFX-157.03 | WINDOW: fixed, external, double glazed, sill at 900H, shielded, lead glass |  |  | 1 | WIND | TRUE | FALSE | FALSE
WI | Windows | FX | Fixed | WIFX-157 | 04 | WIFX-157.04 | WINDOW: fixed, external, double glazed, sill at 900H, with integral blind |  |  | 1 | WIND | TRUE | FALSE | FALSE
WI | Windows | FX | Fixed | WIFX-157 | 05 | WIFX-157.05 | WINDOW: fixed, external, double glazed, sill at 900H, shielded, lead glass, with integral blind |  |  | 1 | WIND | TRUE | FALSE | FALSE
WI | Windows | FX | Fixed | WIFX-158 | 01 | WIFX-158.01 | WINDOW: fixed, external, double glazed, sill at 1050H |  |  | 1 | WIND | TRUE | FALSE | FALSE
WI | Windows | FX | Fixed | WIFX-158 | 02 | WIFX-158.02 | WINDOW: fixed, external, double glazed, sill at 1050H, switchable privacy glass |  |  | 1 | WIND | TRUE | FALSE | FALSE
WI | Windows | FX | Fixed | WIFX-158 | 03 | WIFX-158.03 | WINDOW: fixed, external, double glazed, sill at 1050H, shielded, lead glass |  |  | 1 | WIND | TRUE | FALSE | FALSE
WI | Windows | FX | Fixed | WIFX-158 | 04 | WIFX-158.04 | WINDOW: fixed, external, double glazed, sill at 1050H, with integral blind |  |  | 1 | WIND | TRUE | FALSE | FALSE
WI | Windows | FX | Fixed | WIFX-158 | 05 | WIFX-158.05 | WINDOW: fixed, external, double glazed, sill at 1050H, shielded, lead glass |  |  | 1 | WIND | TRUE | FALSE | FALSE
WI | Windows | FX | Fixed | WIFX-159 | 01 | WIFX-159.01 | WINDOW: fixed, external, double glazed, sill at 1200H |  |  | 1 | WIND | TRUE | FALSE | FALSE
WI | Windows | FX | Fixed | WIFX-159 | 02 | WIFX-159.02 | WINDOW: fixed, external, double glazed, sill at 1200H, switchable privacy glass |  |  | 1 | WIND | TRUE | FALSE | FALSE
WI | Windows | FX | Fixed | WIFX-159 | 03 | WIFX-159.03 | WINDOW: fixed, external, double glazed, sill at 1200H, shielded, lead glass |  |  | 1 | WIND | TRUE | FALSE | FALSE
WI | Windows | FX | Fixed | WIFX-159 | 04 | WIFX-159.04 | WINDOW: fixed, external, double glazed, sill at 1200H, with integral blind |  |  | 1 | WIND | TRUE | FALSE | FALSE
WI | Windows | FX | Fixed | WIFX-159 | 05 | WIFX-159.05 | WINDOW: fixed, external, double glazed, sill at 1200H, shielded, lead glass, with integral blind |  |  | 1 | WIND | TRUE | FALSE | FALSE
WI | Windows | FX | Fixed | WIFX-160 | 01 | WIFX-160.01 | WINDOW: fixed, external, double glazed, sill at 1350H |  |  | 1 | WIND | TRUE | FALSE | FALSE
WI | Windows | FX | Fixed | WIFX-160 | 02 | WIFX-160.02 | WINDOW: fixed, external, double glazed, sill at 1350H, switchable privacy glass |  |  | 1 | WIND | TRUE | FALSE | FALSE
WI | Windows | FX | Fixed | WIFX-160 | 03 | WIFX-160.03 | WINDOW: fixed, external, double glazed, sill at 1350H, shielded, lead glass |  |  | 1 | WIND | TRUE | FALSE | FALSE
WI | Windows | FX | Fixed | WIFX-160 | 04 | WIFX-160.04 | WINDOW: fixed, external, double glazed, sill at 1350H, with integral blind |  |  | 1 | WIND | TRUE | FALSE | FALSE
WI | Windows | FX | Fixed | WIFX-160 | 05 | WIFX-160.05 | WINDOW: fixed, external, double glazed, sill at 1350H, shielded, lead glass, with integral blind |  |  | 1 | WIND | TRUE | FALSE | FALSE
WI | Windows | FX | Fixed | WIFX-161 | 01 | WIFX-161.01 | WINDOW: fixed, external, double glazed, sill at 1500H |  |  | 1 | WIND | TRUE | FALSE | FALSE
WI | Windows | FX | Fixed | WIFX-161 | 02 | WIFX-161.02 | WINDOW: fixed, external, double glazed, sill at 1500H, switchable privacy glass |  |  | 1 | WIND | TRUE | FALSE | FALSE
WI | Windows | FX | Fixed | WIFX-161 | 03 | WIFX-161.03 | WINDOW: fixed, external, double glazed, sill at 1500H, shielded, lead glass |  |  | 1 | WIND | TRUE | FALSE | FALSE
WI | Windows | FX | Fixed | WIFX-161 | 04 | WIFX-161.04 | WINDOW: fixed, external, double glazed, sill at 1500H, with integral blind |  |  | 1 | WIND | TRUE | FALSE | FALSE
WI | Windows | FX | Fixed | WIFX-161 | 05 | WIFX-161.05 | WINDOW: fixed, external, double glazed, sill at 1500H, shielded, lead glass, with integral blind |  |  | 1 | WIND | TRUE | FALSE | FALSE
WI | Windows | FX | Fixed | WIFX-162 | 01 | WIFX-162.01 | WINDOW: fixed, external, double glazed, sill at 1650H |  |  | 1 | WIND | TRUE | FALSE | FALSE
WI | Windows | FX | Fixed | WIFX-162 | 02 | WIFX-162.02 | WINDOW: fixed, external, double glazed, sill at 1650H, switchable privacy glass |  |  | 1 | WIND | TRUE | FALSE | FALSE
WI | Windows | FX | Fixed | WIFX-162 | 03 | WIFX-162.03 | WINDOW: fixed, external, double glazed, sill at 1650H, shielded, lead glass |  |  | 1 | WIND | TRUE | FALSE | FALSE
WI | Windows | FX | Fixed | WIFX-162 | 04 | WIFX-162.04 | WINDOW: fixed, external, double glazed, sill at 1650H, with integral blind |  |  | 1 | WIND | TRUE | FALSE | FALSE
WI | Windows | FX | Fixed | WIFX-162 | 05 | WIFX-162.05 | WINDOW: fixed, external, double glazed, sill at 1650H, shielded, lead glass, with integral blind |  |  | 1 | WIND | TRUE | FALSE | FALSE
WI | Windows | FX | Fixed | WIFX-163 | 01 | WIFX-163.01 | WINDOW: fixed, external, double glazed, sill at 1800H |  |  | 1 | WIND | TRUE | FALSE | FALSE
WI | Windows | FX | Fixed | WIFX-163 | 02 | WIFX-163.02 | WINDOW: fixed, external, double glazed, sill at 1800H, switchable privacy glass |  |  | 1 | WIND | TRUE | FALSE | FALSE
WI | Windows | FX | Fixed | WIFX-163 | 03 | WIFX-163.03 | WINDOW: fixed, external, double glazed, sill at 1800H, shielded, lead glass |  |  | 1 | WIND | TRUE | FALSE | FALSE
WI | Windows | FX | Fixed | WIFX-163 | 04 | WIFX-163.04 | WINDOW: fixed, external, double glazed, sill at 1800H, with integral blind |  |  | 1 | WIND | TRUE | FALSE | FALSE
WI | Windows | FX | Fixed | WIFX-163 | 05 | WIFX-163.05 | WINDOW: fixed, external, double glazed, sill at 1800H, shielded, lead glass, with integral blind |  |  | 1 | WIND | TRUE | FALSE | FALSE
WI | Windows | FX | Fixed | WIFX-008 | 04 | WIFX-008.04 | WINDOW: fixed, internal, single glazed, sill at 1050H, radio frequency shielding |  |  | 1 | WIND | TRUE | FALSE | TRUE
WI | Windows | OP | Operable |  | 005 | WIOP-005 | WINDOW: operable, sliding, internal, single glazed, sill at 600H |  |  | 1 | WIND | TRUE | FALSE | FALSE
WI | Windows | OP | Operable |  | 006 | WIOP-006 | WINDOW: operable, sliding, internal, single glazed, sill at 750H |  |  | 1 | WIND | TRUE | FALSE | FALSE
WI | Windows | OP | Operable |  | 007 | WIOP-007 | WINDOW: operable, sliding, internal, single glazed, sill at 900H |  |  | 1 | WIND | TRUE | FALSE | FALSE
WI | Windows | OP | Operable |  | 008 | WIOP-008 | WINDOW: operable, sliding, internal, single glazed, sill at 1050H |  |  | 1 | WIND | TRUE | FALSE | FALSE
WI | Windows | OP | Operable |  | 009 | WIOP-009 | WINDOW: operable, sliding, internal, single glazed, sill at 1200H |  |  | 1 | WIND | TRUE | FALSE | TRUE
WI | Windows | OP | Operable |  | 010 | WIOP-010 | WINDOW: operable, sliding, internal, single glazed, sill at 1350H |  |  | 1 | WIND | TRUE | FALSE | FALSE
WI | Windows | OP | Operable |  | 015 | WIOP-015 | WINDOW: operable, hung, internal, single glazed, sill at 600H |  |  | 1 | WIND | TRUE | FALSE | FALSE
WI | Windows | OP | Operable |  | 016 | WIOP-016 | WINDOW: operable, hung, internal, single glazed, sill at 750H |  |  | 1 | WIND | TRUE | FALSE | FALSE
WI | Windows | OP | Operable |  | 017 | WIOP-017 | WINDOW: operable, hung, internal, single glazed, sill at 900H |  |  | 1 | WIND | TRUE | FALSE | TRUE
WI | Windows | OP | Operable |  | 018 | WIOP-018 | WINDOW: operable, hung, internal, single glazed, sill at 1050H |  |  | 1 | WIND | TRUE | FALSE | FALSE
WI | Windows | OP | Operable |  | 019 | WIOP-019 | WINDOW: operable, hung, internal, single glazed, sill at 1200H |  |  | 1 | WIND | TRUE | FALSE | FALSE
WI | Windows | OP | Operable |  | 020 | WIOP-020 | WINDOW: operable, hung, internal, single glazed, sill at 1350H |  |  | 1 | WIND | TRUE | FALSE | FALSE
WI | Windows | OP | Operable |  | 025 | WIOP-025 | WINDOW: operable, casement, internal, single glazed, sill at 600H |  |  | 1 | WIND | TRUE | FALSE | FALSE
WI | Windows | OP | Operable |  | 026 | WIOP-026 | WINDOW: operable, casement, internal, single glazed, sill at 750H |  |  | 1 | WIND | TRUE | FALSE | FALSE
WI | Windows | OP | Operable |  | 027 | WIOP-027 | WINDOW: operable, casement, internal, single glazed, sill at 900H |  |  | 1 | WIND | TRUE | FALSE | FALSE
WI | Windows | OP | Operable |  | 028 | WIOP-028 | WINDOW: operable, casement, internal, single glazed, sill at 1050H |  |  | 1 | WIND | TRUE | FALSE | FALSE
WI | Windows | OP | Operable |  | 029 | WIOP-029 | WINDOW: operable, casement, internal, single glazed, sill at 1200H |  |  | 1 | WIND | TRUE | FALSE | FALSE
WI | Windows | OP | Operable |  | 030 | WIOP-030 | WINDOW: operable, casement, internal, single glazed, sill at 1350H |  |  | 1 | WIND | TRUE | FALSE | FALSE
WI | Windows | OP | Operable |  | 035 | WIOP-035 | WINDOW: operable, pivot, internal, single glazed, sill at 600H |  |  | 1 | WIND | TRUE | FALSE | FALSE
WI | Windows | OP | Operable |  | 036 | WIOP-036 | WINDOW: operable, pivot, internal, single glazed, sill at 750H |  |  | 1 | WIND | TRUE | FALSE | FALSE
WI | Windows | OP | Operable |  | 037 | WIOP-037 | WINDOW: operable, pivot, internal, single glazed, sill at 900H |  |  | 1 | WIND | TRUE | FALSE | FALSE
WI | Windows | OP | Operable |  | 038 | WIOP-038 | WINDOW: operable, pivot, internal, single glazed, sill at 1050H |  |  | 1 | WIND | TRUE | FALSE | FALSE
WI | Windows | OP | Operable |  | 039 | WIOP-039 | WINDOW: operable, pivot, internal, single glazed, sill at 1200H |  |  | 1 | WIND | TRUE | FALSE | FALSE
WI | Windows | OP | Operable |  | 040 | WIOP-040 | WINDOW: operable, pivot, internal, single glazed, sill at 1350H |  |  | 1 | WIND | TRUE | FALSE | FALSE
WI | Windows | OP | Operable |  | 105 | WIOP-105 | WINDOW: operable, sliding, external, single glazed, sill at 600H |  |  | 1 | WIND | TRUE | FALSE | FALSE
WI | Windows | OP | Operable |  | 106 | WIOP-106 | WINDOW: operable, sliding, external, single glazed, sill at 750H |  |  | 1 | WIND | TRUE | FALSE | FALSE
WI | Windows | OP | Operable |  | 107 | WIOP-107 | WINDOW: operable, sliding, external, single glazed, sill at 900H |  |  | 1 | WIND | TRUE | FALSE | FALSE
WI | Windows | OP | Operable |  | 108 | WIOP-108 | WINDOW: operable, sliding, external, single glazed, sill at 1050H |  |  | 1 | WIND | TRUE | FALSE | FALSE
WI | Windows | OP | Operable |  | 109 | WIOP-109 | WINDOW: operable, sliding, external, single glazed, sill at 1200H |  |  | 1 | WIND | TRUE | FALSE | FALSE
WI | Windows | OP | Operable |  | 110 | WIOP-110 | WINDOW: operable, sliding, external, single glazed, sill at 1350H |  |  | 1 | WIND | TRUE | FALSE | FALSE
WI | Windows | OP | Operable |  | 115 | WIOP-115 | WINDOW: operable, hung, external, single glazed, sill at 600H |  |  | 1 | WIND | TRUE | FALSE | FALSE
WI | Windows | OP | Operable |  | 116 | WIOP-116 | WINDOW: operable, hung, external, single glazed, sill at 750H |  |  | 1 | WIND | TRUE | FALSE | FALSE
WI | Windows | OP | Operable |  | 117 | WIOP-117 | WINDOW: operable, hung, external, single glazed, sill at 900H |  |  | 1 | WIND | TRUE | FALSE | FALSE
WI | Windows | OP | Operable |  | 118 | WIOP-118 | WINDOW: operable, hung, external, single glazed, sill at 1050H |  |  | 1 | WIND | TRUE | FALSE | FALSE
WI | Windows | OP | Operable |  | 119 | WIOP-119 | WINDOW: operable, hung, external, single glazed, sill at 1200H |  |  | 1 | WIND | TRUE | FALSE | FALSE
WI | Windows | OP | Operable |  | 120 | WIOP-120 | WINDOW: operable, hung, external, single glazed, sill at 1350H |  |  | 1 | WIND | TRUE | FALSE | FALSE
WI | Windows | OP | Operable |  | 125 | WIOP-125 | WINDOW: operable, casement, external, single glazed, sill at 600H |  |  | 1 | WIND | TRUE | FALSE | FALSE
WI | Windows | OP | Operable |  | 126 | WIOP-126 | WINDOW: operable, casement, external, single glazed, sill at 750H |  |  | 1 | WIND | TRUE | FALSE | FALSE
WI | Windows | OP | Operable |  | 127 | WIOP-127 | WINDOW: operable, casement, external, single glazed, sill at 900H |  |  | 1 | WIND | TRUE | FALSE | FALSE
WI | Windows | OP | Operable |  | 128 | WIOP-128 | WINDOW: operable, casement, external, single glazed, sill at 1050H |  |  | 1 | WIND | TRUE | FALSE | FALSE
WI | Windows | OP | Operable |  | 129 | WIOP-129 | WINDOW: operable, casement, external, single glazed, sill at 1200H |  |  | 1 | WIND | TRUE | FALSE | FALSE
WI | Windows | OP | Operable |  | 130 | WIOP-130 | WINDOW: operable, casement, external, single glazed, sill at 1350H |  |  | 1 | WIND | TRUE | FALSE | FALSE
WI | Windows | OP | Operable |  | 135 | WIOP-135 | WINDOW: operable, pivot, external, single glazed, sill at 600H |  |  | 1 | WIND | TRUE | FALSE | FALSE
WI | Windows | OP | Operable |  | 136 | WIOP-136 | WINDOW: operable, pivot, external, single glazed, sill at 750H |  |  | 1 | WIND | TRUE | FALSE | FALSE
WI | Windows | OP | Operable |  | 137 | WIOP-137 | WINDOW: operable, pivot, external, single glazed, sill at 900H |  |  | 1 | WIND | TRUE | FALSE | FALSE
WI | Windows | OP | Operable |  | 138 | WIOP-138 | WINDOW: operable, pivot, external, single glazed, sill at 1050H |  |  | 1 | WIND | TRUE | FALSE | FALSE
WI | Windows | OP | Operable |  | 139 | WIOP-139 | WINDOW: operable, pivot, external, single glazed, sill at 1200H |  |  | 1 | WIND | TRUE | FALSE | FALSE
WI | Windows | OP | Operable |  | 140 | WIOP-140 | WINDOW: operable, pivot, external, single glazed, sill at 1350H |  |  | 1 | WIND | TRUE | FALSE | FALSE
WI | Windows | OP | Operable |  | 205 | WIOP-205 | WINDOW: operable, jockey sash, internal, double glazed, sill at 600H |  |  | 1 | WIND | TRUE | FALSE | FALSE
WI | Windows | OP | Operable |  | 206 | WIOP-206 | WINDOW: operable, jockey sash, internal, double glazed, sill at 750H |  |  | 1 | WIND | TRUE | FALSE | FALSE
WI | Windows | OP | Operable |  | 207 | WIOP-207 | WINDOW: operable, jockey sash, internal, double glazed, sill at 900H |  |  | 1 | WIND | TRUE | FALSE | FALSE
WI | Windows | OP | Operable |  | 208 | WIOP-208 | WINDOW: operable, jockey sash, internal, double glazed, sill at 1050H |  |  | 1 | WIND | TRUE | FALSE | FALSE
WI | Windows | OP | Operable |  | 209 | WIOP-209 | WINDOW: operable, jockey sash, internal, double glazed, sill at 1200H |  |  | 1 | WIND | TRUE | FALSE | FALSE
WI | Windows | OP | Operable |  | 210 | WIOP-210 | WINDOW: operable, jockey sash, internal, double glazed, sill at 1350H |  |  | 1 | WIND | TRUE | FALSE | FALSE
WI | Windows | OP | Operable |  | 255 | WIOP-255 | WINDOW: operable, jockey sash, external, double glazed, sill at 600H |  |  | 1 | WIND | TRUE | FALSE | FALSE
WI | Windows | OP | Operable |  | 256 | WIOP-256 | WINDOW: operable, jockey sash, external, double glazed, sill at 750H |  |  | 1 | WIND | TRUE | FALSE | FALSE
WI | Windows | OP | Operable |  | 257 | WIOP-257 | WINDOW: operable, jockey sash, external, double glazed, sill at 900H |  |  | 1 | WIND | TRUE | FALSE | TRUE
WI | Windows | OP | Operable |  | 258 | WIOP-258 | WINDOW: operable, jockey sash, external, double glazed, sill at 1050H |  |  | 1 | WIND | TRUE | FALSE | FALSE
WI | Windows | OP | Operable |  | 259 | WIOP-259 | WINDOW: operable, jockey sash, external, double glazed, sill at 1200H |  |  | 1 | WIND | TRUE | FALSE | FALSE
WI | Windows | OP | Operable |  | 260 | WIOP-260 | WINDOW: operable, jockey sash, external, double glazed, sill at 1350H |  |  | 1 | WIND | TRUE | FALSE | FALSE
WI | Windows | OP | Operable | WIOP-205 | 01 | WIOP-205.01 | WINDOW: operable, jockey sash, internal, double glazed, sill at 600H |  |  | 1 | WIND | TRUE | FALSE | FALSE
WI | Windows | OP | Operable | WIOP-205 | 02 | WIOP-205.02 | WINDOW: operable, jockey sash, internal, double glazed, sill at 600H, with integral blind |  |  | 1 | WIND | TRUE | FALSE | FALSE
WI | Windows | OP | Operable | WIOP-205 | 03 | WIOP-205.03 | WINDOW: operable, jockey sash, internal, double glazed, sill at 600H, with integral blind, tamper proof, anti-ligature |  |  | 1 | WIND | TRUE | FALSE | FALSE
WI | Windows | OP | Operable | WIOP-205 | 04 | WIOP-205.04 | WINDOW: operable, jockey sash, internal, double glazed, sill at 600H, shielded, lead glass, with integral blind |  |  | 1 | WIND | TRUE | FALSE | FALSE
WI | Windows | OP | Operable | WIOP-206 | 01 | WIOP-206.01 | WINDOW: operable, jockey sash, internal, double glazed, sill at 750H |  |  | 1 | WIND | TRUE | FALSE | FALSE
WI | Windows | OP | Operable | WIOP-206 | 02 | WIOP-206.02 | WINDOW: operable, jockey sash, internal, double glazed, sill at 750H, with integral blind |  |  | 1 | WIND | TRUE | FALSE | FALSE
WI | Windows | OP | Operable | WIOP-206 | 03 | WIOP-206.03 | WINDOW: operable, jockey sash, internal, double glazed, sill at 750H, with integral blind, tamper proof, anti-ligature |  |  | 1 | WIND | TRUE | FALSE | FALSE
WI | Windows | OP | Operable | WIOP-206 | 04 | WIOP-206.04 | WINDOW: operable, jockey sash, internal, double glazed, sill at 750H, shielded, lead glass, with integral blind |  |  | 1 | WIND | TRUE | FALSE | FALSE
WI | Windows | OP | Operable | WIOP-207 | 01 | WIOP-207.01 | WINDOW: operable, jockey sash, internal, double glazed, sill at 900H |  |  | 1 | WIND | TRUE | FALSE | FALSE
WI | Windows | OP | Operable | WIOP-207 | 02 | WIOP-207.02 | WINDOW: operable, jockey sash, internal, double glazed, sill at 900H, with integral blind |  |  | 1 | WIND | TRUE | FALSE | FALSE
WI | Windows | OP | Operable | WIOP-207 | 03 | WIOP-207.03 | WINDOW: operable, jockey sash, internal, double glazed, sill at 900H, with integral blind, tamper proof, anti-ligature |  |  | 1 | WIND | TRUE | FALSE | FALSE
WI | Windows | OP | Operable | WIOP-207 | 04 | WIOP-207.04 | WINDOW: operable, jockey sash, internal, double glazed, sill at 900H, shielded, lead glass, with integral blind |  |  | 1 | WIND | TRUE | FALSE | FALSE
WI | Windows | OP | Operable | WIOP-208 | 01 | WIOP-208.01 | WINDOW: operable, jockey sash, internal, double glazed, sill at 1050H |  |  | 1 | WIND | TRUE | FALSE | FALSE
WI | Windows | OP | Operable | WIOP-208 | 02 | WIOP-208.02 | WINDOW: operable, jockey sash, internal, double glazed, sill at 1050H, with integral blind |  |  | 1 | WIND | TRUE | FALSE | FALSE
WI | Windows | OP | Operable | WIOP-208 | 03 | WIOP-208.03 | WINDOW: operable, jockey sash, internal, double glazed, sill at 1050H, with integral blind, tamper proof, anti-ligature |  |  | 1 | WIND | TRUE | FALSE | FALSE
WI | Windows | OP | Operable | WIOP-208 | 04 | WIOP-208.04 | WINDOW: operable, jockey sash, internal, double glazed, sill at 1050H, shielded, lead glass, with integral blind |  |  | 1 | WIND | TRUE | FALSE | FALSE
WI | Windows | OP | Operable | WIOP-209 | 01 | WIOP-209.01 | WINDOW: operable, jockey sash, internal, double glazed, sill at 1200H |  |  | 1 | WIND | TRUE | FALSE | FALSE
WI | Windows | OP | Operable | WIOP-209 | 02 | WIOP-209.02 | WINDOW: operable, jockey sash, internal, double glazed, sill at 1200H, with integral blind |  |  | 1 | WIND | TRUE | FALSE | FALSE
WI | Windows | OP | Operable | WIOP-209 | 03 | WIOP-209.03 | WINDOW: operable, jockey sash, internal, double glazed, sill at 1200H, with integral blind, tamper proof, anti-ligature |  |  | 1 | WIND | TRUE | FALSE | FALSE
WI | Windows | OP | Operable | WIOP-209 | 04 | WIOP-209.04 | WINDOW: operable, jockey sash, internal, double glazed, sill at 1200H, shielded, lead glass, with integral blind |  |  | 1 | WIND | TRUE | FALSE | FALSE
WI | Windows | OP | Operable | WIOP-210 | 01 | WIOP-210.01 | WINDOW: operable, jockey sash, internal, double glazed, sill at 1350H |  |  | 1 | WIND | TRUE | FALSE | FALSE
WI | Windows | OP | Operable | WIOP-210 | 02 | WIOP-210.02 | WINDOW: operable, jockey sash, internal, double glazed, sill at 1350H, with integral blind |  |  | 1 | WIND | TRUE | FALSE | FALSE
WI | Windows | OP | Operable | WIOP-210 | 03 | WIOP-210.03 | WINDOW: operable, jockey sash, internal, double glazed, sill at 1350H, with integral blind, tamper proof, anti-ligature |  |  | 1 | WIND | TRUE | FALSE | FALSE
WI | Windows | OP | Operable | WIOP-210 | 04 | WIOP-210.04 | WINDOW: operable, jockey sash, internal, double glazed, sill at 1350H, shielded, lead glass, with integral blind |  |  | 1 | WIND | TRUE | FALSE | FALSE
WI | Windows | OP | Operable | WIOP-255 | 01 | WIOP-255.01 | WINDOW: operable, jockey sash, external, double glazed, sill at 600H |  |  | 1 | WIND | TRUE | FALSE | FALSE
WI | Windows | OP | Operable | WIOP-255 | 02 | WIOP-255.02 | WINDOW: operable, jockey sash, external, double glazed, sill at 600H, with integral blind |  |  | 1 | WIND | TRUE | FALSE | TRUE
WI | Windows | OP | Operable | WIOP-255 | 03 | WIOP-255.03 | WINDOW: operable, jockey sash, external, double glazed, sill at 600H, with integral blind, tamper proof, anti-ligature |  |  | 1 | WIND | TRUE | FALSE | TRUE
WI | Windows | OP | Operable | WIOP-256 | 01 | WIOP-256.01 | WINDOW: operable, jockey sash, external, double glazed, sill at 750H |  |  | 1 | WIND | TRUE | FALSE | FALSE
WI | Windows | OP | Operable | WIOP-256 | 02 | WIOP-256.02 | WINDOW: operable, jockey sash, external, double glazed, sill at 750H, with integral blind |  |  | 1 | WIND | TRUE | FALSE | TRUE
WI | Windows | OP | Operable | WIOP-256 | 03 | WIOP-256.03 | WINDOW: operable, jockey sash, external, double glazed, sill at 750H, with integral blind, tamper proof, anti-ligature |  |  | 1 | WIND | TRUE | FALSE | FALSE
WI | Windows | OP | Operable | WIOP-257 | 01 | WIOP-257.01 | WINDOW: operable, jockey sash, external, double glazed, sill at 900H |  |  | 1 | WIND | TRUE | FALSE | FALSE
WI | Windows | OP | Operable | WIOP-257 | 02 | WIOP-257.02 | WINDOW: operable, jockey sash, external, double glazed, sill at 900H, with integral blind |  |  | 1 | WIND | TRUE | FALSE | FALSE
WI | Windows | OP | Operable | WIOP-257 | 03 | WIOP-257.03 | WINDOW: operable, jockey sash, external, double glazed, sill at 900H, with integral blind, tamper proof, anti-ligature |  |  | 1 | WIND | TRUE | FALSE | FALSE
WI | Windows | OP | Operable | WIOP-258 | 01 | WIOP-258.01 | WINDOW: operable, jockey sash, external, double glazed, sill at 1050H |  |  | 1 | WIND | TRUE | FALSE | FALSE
WI | Windows | OP | Operable | WIOP-258 | 02 | WIOP-258.02 | WINDOW: operable, jockey sash, external, double glazed, sill at 1050H, with integral blind |  |  | 1 | WIND | TRUE | FALSE | FALSE
WI | Windows | OP | Operable | WIOP-258 | 03 | WIOP-258.03 | WINDOW: operable, jockey sash, external, double glazed, sill at 1050H, with integral blind, tamper proof, anti-ligature |  |  | 1 | WIND | TRUE | FALSE | FALSE
WI | Windows | OP | Operable | WIOP-259 | 01 | WIOP-259.01 | WINDOW: operable, jockey sash, external, double glazed, sill at 1200H |  |  | 1 | WIND | TRUE | FALSE | FALSE
WI | Windows | OP | Operable | WIOP-259 | 02 | WIOP-259.02 | WINDOW: operable, jockey sash, external, double glazed, sill at 1200H, with integral blind |  |  | 1 | WIND | TRUE | FALSE | FALSE
WI | Windows | OP | Operable | WIOP-259 | 03 | WIOP-259.03 | WINDOW: operable, jockey sash, external, double glazed, sill at 1200H, with integral blind, tamper proof, anti-ligature |  |  | 1 | WIND | TRUE | FALSE | FALSE
WI | Windows | OP | Operable | WIOP-260 | 01 | WIOP-260.01 | WINDOW: operable, jockey sash, external, double glazed, sill at 1350H |  |  | 1 | WIND | TRUE | FALSE | FALSE
WI | Windows | OP | Operable | WIOP-260 | 02 | WIOP-260.02 | WINDOW: operable, jockey sash, external, double glazed, sill at 1350H, with integral blind |  |  | 1 | WIND | TRUE | FALSE | FALSE
WI | Windows | OP | Operable | WIOP-260 | 03 | WIOP-260.03 | WINDOW: operable, jockey sash, external, double glazed, sill at 1350H, with integral blind, tamper proof, anti-ligature |  |  | 1 | WIND | TRUE | FALSE | FALSE
WI | Windows | OP | Operable |  | 261 | WIOP-261 | WINDOW: operable, jockey sash, external, double glazed, sill at 1500H |  |  | 1 | WIND | TRUE | FALSE | FALSE
WI | Windows | OP | Operable | WIOP-261 | 01 | WIOP-261.01 | WINDOW: operable, jockey sash, external, double glazed, sill at 1500H |  |  | 1 | WIND | TRUE | FALSE | FALSE
WI | Windows | OP | Operable | WIOP-261 | 02 | WIOP-261.02 | WINDOW: operable, jockey sash, external, double glazed, sill at 1500H, with integral blind |  |  | 1 | WIND | TRUE | FALSE | FALSE
WI | Windows | OP | Operable | WIOP-261 | 03 | WIOP-261.03 | WINDOW: operable, jockey sash, external, double glazed, sill at 1500H, with integral blind, tamper proof, anti-ligature |  |  | 1 | WIND | TRUE | FALSE | FALSE
WI | Windows | OP | Operable |  | 262 | WIOP-262 | WINDOW: operable, jockey sash, external, double glazed, sill at 1650H |  |  | 1 | WIND | TRUE | FALSE | FALSE
WI | Windows | OP | Operable | WIOP-262 | 01 | WIOP-262.01 | WINDOW: operable, jockey sash, external, double glazed, sill at 1650H |  |  | 1 | WIND | TRUE | FALSE | FALSE
WI | Windows | OP | Operable | WIOP-262 | 02 | WIOP-262.02 | WINDOW: operable, jockey sash, external, double glazed, sill at 1650H, with integral blind |  |  | 1 | WIND | TRUE | FALSE | FALSE
WI | Windows | OP | Operable | WIOP-262 | 03 | WIOP-262.03 | WINDOW: operable, jockey sash, external, double glazed, sill at 1650H, with integral blind, tamper proof, anti-ligature |  |  | 1 | WIND | TRUE | FALSE | TRUE
WL | Walls and Wall Finishes | FI | Wall Finish |  | 001 | WLFI-001 | WALL FINISH: paint | WLWA-004 | WALL FINISH: paint, acrylic, washable | 1 | INDES | TRUE | FALSE | TRUE
WL | Walls and Wall Finishes | FI | Wall Finish |  | 002 | WLFI-002 | WALL FINISH: paint, clinical areas | WLWA-005 | WALL FINISH: paint, scrub resistant | 1 | INDES | TRUE | FALSE | TRUE
WL | Walls and Wall Finishes | FI | Wall Finish |  | 003 | WLFI-003 | WALL FINISH: paint, sterile areas |  |  | 1 | INDES | TRUE | FALSE | TRUE
WL | Walls and Wall Finishes | FI | Wall Finish |  | 011 | WLFI-011 | WALL FINISH: vinyl |  |  | 1 | INDES | TRUE | FALSE | FALSE
WL | Walls and Wall Finishes | FI | Wall Finish |  | 012 | WLFI-012 | WALL FINISH: vinyl, wet areas |  |  | 1 | INDES | TRUE | FALSE | FALSE
WL | Walls and Wall Finishes | FI | Wall Finish |  | 013 | WLFI-013 | WALL FINISH: vinyl, cushioned |  |  | 1 | INDES | TRUE | FALSE | FALSE
WL | Walls and Wall Finishes | FI | Wall Finish |  | 021 | WLFI-021 | WALL FINISH: tiles, ceramic | WLWA-011 | WALL FINISH: tiles, ceramic, glazed | 1 | INDES | TRUE | FALSE | FALSE
WL | Walls and Wall Finishes | FI | Wall Finish |  | 022 | WLFI-022 | WALL FINISH: tiles, ceramic vitrified |  |  | 1 | INDES | TRUE | FALSE | FALSE
WL | Walls and Wall Finishes | FI | Wall Finish |  | 031 | WLFI-031 | WALL FINISH: laminate panel, prefinished | WLWA-003 | WALL FINISH: laminated composite board | 1 | INDES | TRUE | FALSE | FALSE
WL | Walls and Wall Finishes | FI | Wall Finish |  | 032 | WLFI-032 | WALL FINISH: laminate panel, prefinished, chemical resistant |  |  | 1 | INDES | TRUE | FALSE | FALSE
WL | Walls and Wall Finishes | FI | Wall Finish |  | 041 | WLFI-041 | WALL FINISH: acrylic panel, prefinished |  |  | 1 | INDES | TRUE | FALSE | FALSE
WL | Walls and Wall Finishes | FI | Wall Finish |  | 042 | WLFI-042 | WALL FINISH: acrylic solid surface, prefinished |  |  | 1 | INDES | TRUE | FALSE | FALSE
WL | Walls and Wall Finishes | FI | Wall Finish |  | 046 | WLFI-046 | WALL FINISH: engineered stone, silica-free, prefinished |  |  | 1 | INDES | TRUE | FALSE | FALSE
WL | Walls and Wall Finishes | FI | Wall Finish |  | 051 | WLFI-051 | WALL FINISH: MDF panel, prefinished |  |  | 1 | INDES | TRUE | FALSE | FALSE
WL | Walls and Wall Finishes | FI | Wall Finish |  | 052 | WLFI-052 | WALL FINISH: MDF panel, paint, washable |  |  | 1 | INDES | TRUE | FALSE | FALSE
WL | Walls and Wall Finishes | FI | Wall Finish |  | 056 | WLFI-056 | WALL FINISH: timber panel, sealed, clear finish |  |  | 1 | INDES | TRUE | FALSE | FALSE
WL | Walls and Wall Finishes | FI | Wall Finish |  | 057 | WLFI-057 | WALL FINISH: timber cladding, sealed, clear finish |  |  | 1 | INDES | TRUE | FALSE | FALSE
WL | Walls and Wall Finishes | FI | Wall Finish |  | 058 | WLFI-058 | WALL FINISH: timber batten, sealed, clear finish |  |  | 1 | INDES | TRUE | FALSE | FALSE
WL | Walls and Wall Finishes | FI | Wall Finish |  | 059 | WLFI-059 | WALL FINISH: timber batten, sealed, clear finish, acoustic backing |  |  | 1 | INDES | TRUE | FALSE | FALSE
WL | Walls and Wall Finishes | FI | Wall Finish |  | 071 | WLFI-071 | WALL FINISH: glass, colour-backed, prefinished |  |  | 1 | INDES | TRUE | FALSE | FALSE
WL | Walls and Wall Finishes | FI | Wall Finish |  | 072 | WLFI-072 | WALL FINISH: glass, decorative image, prefinished |  |  | 1 | INDES | TRUE | FALSE | FALSE
WL | Walls and Wall Finishes | FI | Wall Finish |  | 081 | WLFI-081 | WALL FINISH: aluminium panel, prefinished | WLWA-002 | WALL FINISH: aluminium, prefinished | 1 | INDES | TRUE | FALSE | FALSE
WL | Walls and Wall Finishes | FI | Wall Finish |  | 082 | WLFI-082 | WALL FINISH: aluminium cladding, prefinished |  |  | 1 | INDES | TRUE | FALSE | FALSE
WL | Walls and Wall Finishes | FI | Wall Finish |  | 086 | WLFI-086 | WALL FINISH: cool room panels, prefinished |  |  | 1 | INDES | TRUE | FALSE | FALSE
WL | Walls and Wall Finishes | FI | Wall Finish |  | 101 | WLFI-101 | SPLASHBACK: vinyl | WLWA-010 | WALL FINISH: splashback, vinyl | 1 | INDES | TRUE | FALSE | TRUE
WL | Walls and Wall Finishes | FI | Wall Finish |  | 106 | WLFI-106 | SPLASHBACK: rigid wall sheeting |  |  | 1 | INDES | TRUE | FALSE | FALSE
WL | Walls and Wall Finishes | FI | Wall Finish |  | 107 | WLFI-107 | SPLASHBACK: rigid wall sheeting, chemical resistant |  |  | 1 | INDES | TRUE | FALSE | FALSE
WL | Walls and Wall Finishes | FI | Wall Finish |  | 111 | WLFI-111 | SPLASHBACK: tiles, ceramic |  |  | 1 | INDES | TRUE | FALSE | FALSE
WL | Walls and Wall Finishes | FI | Wall Finish |  | 112 | WLFI-112 | SPLASHBACK: tiles, ceramic vitrified |  |  | 1 | INDES | TRUE | FALSE | FALSE
WL | Walls and Wall Finishes | FI | Wall Finish |  | 116 | WLFI-116 | SPLASHBACK: laminate, prefinished | WLWA-009 | WALL FINISH: splashback, laminate | 1 | INDES | TRUE | FALSE | FALSE
WL | Walls and Wall Finishes | FI | Wall Finish |  | 117 | WLFI-117 | SPLASHBACK: laminate, prefinished, chemical resistant |  |  | 1 | INDES | TRUE | FALSE | FALSE
WL | Walls and Wall Finishes | FI | Wall Finish |  | 121 | WLFI-121 | SPLASHBACK: acrylic panel, prefinished |  |  | 1 | INDES | TRUE | FALSE | FALSE
WL | Walls and Wall Finishes | FI | Wall Finish |  | 126 | WLFI-126 | SPLASHBACK: acrylic solid surface, prefinished |  |  | 1 | INDES | TRUE | FALSE | FALSE
WL | Walls and Wall Finishes | FI | Wall Finish |  | 131 | WLFI-131 | SPLASHBACK: engineered stone, silica-free, prefinished |  |  | 1 | INDES | TRUE | FALSE | FALSE
WL | Walls and Wall Finishes | FI | Wall Finish |  | 136 | WLFI-136 | SPLASHBACK: glass, colour-backed, prefinished | WLWA-008 | WALL FINISH: splashback, glass | 1 | INDES | TRUE | FALSE | FALSE
WL | Walls and Wall Finishes | FI | Wall Finish |  | 137 | WLFI-137 | SPLASHBACK: glass, decorative image, prefinished |  |  | 1 | INDES | TRUE | FALSE | FALSE
WL | Walls and Wall Finishes | FI | Wall Finish |  | 151 | WLFI-151 | SPLASHBACK: aluminium panel, prefinished |  |  | 1 | INDES | TRUE | FALSE | FALSE
WL | Walls and Wall Finishes | FI | Wall Finish |  | 156 | WLFI-156 | SPLASHBACK: stainless steel panel, prefinished |  |  | 1 | INDES | TRUE | FALSE | FALSE
WL | Walls and Wall Finishes | FI | Wall Finish |  | 201 | WLFI-201 | ACOUSTIC TREATMENT: wall sheeting, prefinished |  |  | 1 | INDES | TRUE | TRUE | FALSE
WL | Walls and Wall Finishes | FI | Wall Finish |  | 202 | WLFI-202 | ACOUSTIC TREATMENT: wall panel, prefinished | WLWA-001 | WALL FINISH: acoustic panels, prefinished | 1 | INDES | TRUE | TRUE | TRUE
WL | Walls and Wall Finishes | FI | Wall Finish |  | 203 | WLFI-203 | ACOUSTIC TREATMENT: wall tiles, modular, prefinished |  |  | 1 | INDES | TRUE | TRUE | FALSE
WL | Walls and Wall Finishes | FI | Wall Finish | WLFI-011 | 01 | WLFI-011.01 | WALL FINISH: vinyl, to 900 AFFL | WLWA-022 | WALL FINISH: vinyl, to 900 AFFL | 1 | INDES | TRUE | FALSE | TRUE
WL | Walls and Wall Finishes | FI | Wall Finish | WLFI-011 | 02 | WLFI-011.02 | WALL FINISH: vinyl, to 1000 AFFL |  |  | 1 | INDES | TRUE | FALSE | FALSE
WL | Walls and Wall Finishes | FI | Wall Finish | WLFI-011 | 03 | WLFI-011.03 | WALL FINISH: vinyl, to 1200 AFFL | WLWA-025 | WALL FINISH: vinyl, to 1200 AFFL | 1 | INDES | TRUE | FALSE | TRUE
WL | Walls and Wall Finishes | FI | Wall Finish | WLFI-011 | 04 | WLFI-011.04 | WALL FINISH: vinyl, to 1500 AFFL | WLWA-020 | WALL FINISH: vinyl, to 1500 AFFL | 1 | INDES | TRUE | FALSE | TRUE
WL | Walls and Wall Finishes | FI | Wall Finish | WLFI-011 | 05 | WLFI-011.05 | WALL FINISH: vinyl, to 1800 AFFL | WLWA-021 | WALL FINISH: vinyl, to 1800 AFFL | 1 | INDES | TRUE | FALSE | FALSE
WL | Walls and Wall Finishes | FI | Wall Finish | WLFI-011 | 06 | WLFI-011.06 | WALL FINISH: vinyl, to 2100 AFFL | WLWA-023 | WALL FINISH: vinyl, to 2100 AFFL | 1 | INDES | TRUE | FALSE | TRUE
WL | Walls and Wall Finishes | FI | Wall Finish | WLFI-011 | 07 | WLFI-011.07 | WALL FINISH: vinyl, full height | WLWA-019 | WALL FINISH: vinyl, full height | 1 | INDES | TRUE | FALSE | TRUE
WL | Walls and Wall Finishes | FI | Wall Finish | WLFI-012 | 01 | WLFI-012.01 | WALL FINISH: vinyl, wet areas, to 900 AFFL |  |  | 1 | INDES | TRUE | FALSE | FALSE
WL | Walls and Wall Finishes | FI | Wall Finish | WLFI-012 | 02 | WLFI-012.02 | WALL FINISH: vinyl, wet areas, to 1000 AFFL |  |  | 1 | INDES | TRUE | FALSE | FALSE
WL | Walls and Wall Finishes | FI | Wall Finish | WLFI-012 | 03 | WLFI-012.03 | WALL FINISH: vinyl, wet areas, to 1200 AFFL |  |  | 1 | INDES | TRUE | FALSE | FALSE
WL | Walls and Wall Finishes | FI | Wall Finish | WLFI-012 | 04 | WLFI-012.04 | WALL FINISH: vinyl, wet areas, to 1500 AFFL |  |  | 1 | INDES | TRUE | FALSE | FALSE
WL | Walls and Wall Finishes | FI | Wall Finish | WLFI-012 | 05 | WLFI-012.05 | WALL FINISH: vinyl, wet areas, to 1800 AFFL |  |  | 1 | INDES | TRUE | FALSE | FALSE
WL | Walls and Wall Finishes | FI | Wall Finish | WLFI-012 | 06 | WLFI-012.06 | WALL FINISH: vinyl, wet areas, to 2100 AFFL |  |  | 1 | INDES | TRUE | FALSE | FALSE
WL | Walls and Wall Finishes | FI | Wall Finish | WLFI-012 | 07 | WLFI-012.07 | WALL FINISH: vinyl, wet areas, full height | WLWA-018 | WALL FINISH: vinyl, full height to wet areas | 1 | INDES | TRUE | FALSE | FALSE
WL | Walls and Wall Finishes | FI | Wall Finish | WLFI-013 | 01 | WLFI-013.01 | WALL FINISH: vinyl, cushioned, to 900 AFFL |  |  | 1 | INDES | TRUE | FALSE | FALSE
WL | Walls and Wall Finishes | FI | Wall Finish | WLFI-013 | 02 | WLFI-013.02 | WALL FINISH: vinyl, cushioned, to 1000 AFFL |  |  | 1 | INDES | TRUE | FALSE | FALSE
WL | Walls and Wall Finishes | FI | Wall Finish | WLFI-013 | 03 | WLFI-013.03 | WALL FINISH: vinyl, cushioned, to 1200 AFFL |  |  | 1 | INDES | TRUE | FALSE | FALSE
WL | Walls and Wall Finishes | FI | Wall Finish | WLFI-013 | 04 | WLFI-013.04 | WALL FINISH: vinyl, cushioned, to 1500 AFFL |  |  | 1 | INDES | TRUE | FALSE | FALSE
WL | Walls and Wall Finishes | FI | Wall Finish | WLFI-013 | 05 | WLFI-013.05 | WALL FINISH: vinyl, cushioned, to 1800 AFFL |  |  | 1 | INDES | TRUE | FALSE | FALSE
WL | Walls and Wall Finishes | FI | Wall Finish | WLFI-013 | 06 | WLFI-013.06 | WALL FINISH: vinyl, cushioned, to 2100 AFFL |  |  | 1 | INDES | TRUE | FALSE | FALSE
WL | Walls and Wall Finishes | FI | Wall Finish | WLFI-013 | 07 | WLFI-013.07 | WALL FINISH: vinyl, cushioned, full height | WLWA-017 | WALL FINISH: vinyl, cushioned, full height | 1 | INDES | TRUE | FALSE | FALSE
WL | Walls and Wall Finishes | PR | Wall Protection and Handrails |  | 001 | WLPR-001 | WALL PROTECTION: bedhead wall panel, full height | WLPR-001 | WALL PROTECTION: bed protection wall panel | 1 | INDES | TRUE | FALSE | TRUE
WL | Walls and Wall Finishes | PR | Wall Protection and Handrails |  | 002 | WLPR-002 | WALL PROTECTION: bedhead wall panel, low height |  |  | 1 | INDES | TRUE | FALSE | TRUE
WL | Walls and Wall Finishes | PR | Wall Protection and Handrails |  | 006 | WLPR-006 | WALL PROTECTION: corner guards | WLPR-006 | WALL PROTECTION: corner guards | 1 | INDES | TRUE | FALSE | FALSE
WL | Walls and Wall Finishes | PR | Wall Protection and Handrails |  | 008 | WLPR-008 | WALL PROTECTION: corner guards, heavy duty | WLPR-008 | WALL PROTECTION: corner guards, steel angle, galvanised/powdercoated | 1 | INDES | TRUE | FALSE | FALSE
WL | Walls and Wall Finishes | PR | Wall Protection and Handrails |  | 026 | WLPR-026 | WALL PROTECTION: rigid wall sheeting | WLPR-026 | WALL PROTECTION: rigid wall sheeting | 1 | INDES | TRUE | FALSE | FALSE
WL | Walls and Wall Finishes | PR | Wall Protection and Handrails |  | 027 | WLPR-027 | WALL PROTECTION: rigid wall sheeting, chemical resistant |  |  | 1 | INDES | TRUE | FALSE | FALSE
WL | Walls and Wall Finishes | PR | Wall Protection and Handrails |  | 028 | WLPR-028 | WALL PROTECTION: rigid wall sheeting, heavy duty |  |  | 1 | INDES | TRUE | FALSE | FALSE
WL | Walls and Wall Finishes | PR | Wall Protection and Handrails |  | 046 | WLPR-046 | WALL PROTECTION: crash rail |  |  | 1 | INDES | TRUE | FALSE | FALSE
WL | Walls and Wall Finishes | PR | Wall Protection and Handrails |  | 048 | WLPR-048 | WALL PROTECTION: crash rail, heavy duty |  |  | 1 | INDES | TRUE | FALSE | FALSE
WL | Walls and Wall Finishes | PR | Wall Protection and Handrails |  | 101 | WLPR-101 | HANDRAIL: wall mounted | FIRT-010 | HANDRAIL | 1 | INDES | TRUE | FALSE | FALSE
WL | Walls and Wall Finishes | PR | Wall Protection and Handrails |  | 102 | WLPR-102 | HANDRAIL: wall mounted, with combined crash rail | WLPR-016; WLPR-017; WLPR-024 | WALL PROTECTION: rail & crash bar combined, at 850 AFFL, prefinished solid laminate; WALL PROTECTION: rail & crash bar combined, at 900 AFFL, prefinished PVC; WALL PROTECTION: rail & crash bar combined, at 900 AFFL, timber/MDF, stain/clear finish | 1 | INDES | TRUE | FALSE | FALSE
WL | Walls and Wall Finishes | PR | Wall Protection and Handrails |  | 103 | WLPR-103 | HANDRAIL: wall mounted, tamper proof, anti-ligature |  |  | 1 | INDES | TRUE | FALSE | FALSE
WL | Walls and Wall Finishes | PR | Wall Protection and Handrails |  | 111 | WLPR-111 | HANDRAIL: floor mounted |  |  | 1 | INDES | TRUE | FALSE | FALSE
WL | Walls and Wall Finishes | PR | Wall Protection and Handrails | WLPR-006 | 01 | WLPR-006.01 | WALL PROTECTION: corner guards, to 900 AFFL | WLPR-010 | WALL PROTECTION: corner guards, to 900 AFFL | 1 | INDES | TRUE | FALSE | TRUE
WL | Walls and Wall Finishes | PR | Wall Protection and Handrails | WLPR-006 | 02 | WLPR-006.02 | WALL PROTECTION: corner guards, to 1050 AFFL |  |  | 1 | INDES | TRUE | FALSE | TRUE
WL | Walls and Wall Finishes | PR | Wall Protection and Handrails | WLPR-006 | 03 | WLPR-006.03 | WALL PROTECTION: corner guards, to 1200 AFFL |  |  | 1 | INDES | TRUE | FALSE | TRUE
WL | Walls and Wall Finishes | PR | Wall Protection and Handrails | WLPR-006 | 04 | WLPR-006.04 | WALL PROTECTION: corner guards, to 1500 AFFL | WLPR-013 | WALL PROTECTION: corner guards, to 1500 AFFL, prefinished PVC | 1 | INDES | TRUE | FALSE | TRUE
WL | Walls and Wall Finishes | PR | Wall Protection and Handrails | WLPR-006 | 05 | WLPR-006.05 | WALL PROTECTION: corner guards, to 1800 AFFL |  |  | 1 | INDES | TRUE | FALSE | FALSE
WL | Walls and Wall Finishes | PR | Wall Protection and Handrails | WLPR-006 | 06 | WLPR-006.06 | WALL PROTECTION: corner guards, to 2100 AFFL |  |  | 1 | INDES | TRUE | FALSE | TRUE
WL | Walls and Wall Finishes | PR | Wall Protection and Handrails | WLPR-006 | 07 | WLPR-006.07 | WALL PROTECTION: corner guards, full height |  |  | 1 | INDES | TRUE | FALSE | TRUE
WL | Walls and Wall Finishes | PR | Wall Protection and Handrails | WLPR-008 | 01 | WLPR-008.01 | WALL PROTECTION: corner guards, heavy duty, to 900 AFFL |  |  | 1 | INDES | TRUE | FALSE | FALSE
WL | Walls and Wall Finishes | PR | Wall Protection and Handrails | WLPR-008 | 02 | WLPR-008.02 | WALL PROTECTION: corner guards, heavy duty, to 1000 AFFL |  |  | 1 | INDES | TRUE | FALSE | FALSE
WL | Walls and Wall Finishes | PR | Wall Protection and Handrails | WLPR-008 | 03 | WLPR-008.03 | WALL PROTECTION: corner guards, heavy duty, to 1200 AFFL |  |  | 1 | INDES | TRUE | FALSE | FALSE
WL | Walls and Wall Finishes | PR | Wall Protection and Handrails | WLPR-008 | 04 | WLPR-008.04 | WALL PROTECTION: corner guards, heavy duty, to 1500 AFFL |  |  | 1 | INDES | TRUE | FALSE | FALSE
WL | Walls and Wall Finishes | PR | Wall Protection and Handrails | WLPR-008 | 05 | WLPR-008.05 | WALL PROTECTION: corner guards, heavy duty, to 1800 AFFL |  |  | 1 | INDES | TRUE | FALSE | FALSE
WL | Walls and Wall Finishes | PR | Wall Protection and Handrails | WLPR-008 | 06 | WLPR-008.06 | WALL PROTECTION: corner guards, heavy duty, to 2100 AFFL |  |  | 1 | INDES | TRUE | FALSE | FALSE
WL | Walls and Wall Finishes | PR | Wall Protection and Handrails | WLPR-008 | 07 | WLPR-008.07 | WALL PROTECTION: corner guards, heavy duty, full height |  |  | 1 | INDES | TRUE | FALSE | FALSE
WL | Walls and Wall Finishes | PR | Wall Protection and Handrails | WLPR-026 | 01 | WLPR-026.01 | WALL PROTECTION: rigid wall sheeting, to 900 AFFL |  |  | 1 | INDES | TRUE | FALSE | FALSE
WL | Walls and Wall Finishes | PR | Wall Protection and Handrails | WLPR-026 | 02 | WLPR-026.02 | WALL PROTECTION: rigid wall sheeting, to 1000 AFFL |  |  | 1 | INDES | TRUE | FALSE | FALSE
WL | Walls and Wall Finishes | PR | Wall Protection and Handrails | WLPR-026 | 03 | WLPR-026.03 | WALL PROTECTION: rigid wall sheeting, to 1200 AFFL |  |  | 1 | INDES | TRUE | FALSE | FALSE
WL | Walls and Wall Finishes | PR | Wall Protection and Handrails | WLPR-026 | 04 | WLPR-026.04 | WALL PROTECTION: rigid wall sheeting, to 1500 AFFL |  |  | 1 | INDES | TRUE | FALSE | FALSE
WL | Walls and Wall Finishes | PR | Wall Protection and Handrails | WLPR-026 | 05 | WLPR-026.05 | WALL PROTECTION: rigid wall sheeting, to 1800 AFFL |  |  | 1 | INDES | TRUE | FALSE | FALSE
WL | Walls and Wall Finishes | PR | Wall Protection and Handrails | WLPR-026 | 06 | WLPR-026.06 | WALL PROTECTION: rigid wall sheeting, to 2100 AFFL |  |  | 1 | INDES | TRUE | FALSE | FALSE
WL | Walls and Wall Finishes | PR | Wall Protection and Handrails | WLPR-026 | 07 | WLPR-026.07 | WALL PROTECTION: rigid wall sheeting, full height |  |  | 1 | INDES | TRUE | FALSE | FALSE
WL | Walls and Wall Finishes | PR | Wall Protection and Handrails | WLPR-027 | 01 | WLPR-027.01 | WALL PROTECTION: rigid wall sheeting, heavy duty, to 900 AFFL |  |  | 1 | INDES | TRUE | FALSE | FALSE
WL | Walls and Wall Finishes | PR | Wall Protection and Handrails | WLPR-027 | 02 | WLPR-027.02 | WALL PROTECTION: rigid wall sheeting, heavy duty, to 1000 AFFL |  |  | 1 | INDES | TRUE | FALSE | FALSE
WL | Walls and Wall Finishes | PR | Wall Protection and Handrails | WLPR-027 | 03 | WLPR-027.03 | WALL PROTECTION: rigid wall sheeting, heavy duty, to 1200 AFFL |  |  | 1 | INDES | TRUE | FALSE | FALSE
WL | Walls and Wall Finishes | PR | Wall Protection and Handrails | WLPR-027 | 04 | WLPR-027.04 | WALL PROTECTION: rigid wall sheeting, heavy duty, to 1500 AFFL |  |  | 1 | INDES | TRUE | FALSE | FALSE
WL | Walls and Wall Finishes | PR | Wall Protection and Handrails | WLPR-027 | 05 | WLPR-027.05 | WALL PROTECTION: rigid wall sheeting, heavy duty, to 1800 AFFL |  |  | 1 | INDES | TRUE | FALSE | FALSE
WL | Walls and Wall Finishes | PR | Wall Protection and Handrails | WLPR-027 | 06 | WLPR-027.06 | WALL PROTECTION: rigid wall sheeting, heavy duty, to 2100 AFFL |  |  | 1 | INDES | TRUE | FALSE | FALSE
WL | Walls and Wall Finishes | PR | Wall Protection and Handrails | WLPR-027 | 07 | WLPR-027.07 | WALL PROTECTION: rigid wall sheeting, heavy duty, full height |  |  | 1 | INDES | TRUE | FALSE | FALSE
WL | Walls and Wall Finishes | PR | Wall Protection and Handrails | WLPR-028 | 01 | WLPR-028.01 | WALL PROTECTION: rigid wall sheeting, heavy duty, to 900 AFFL |  |  | 1 | INDES | TRUE | FALSE | FALSE
WL | Walls and Wall Finishes | PR | Wall Protection and Handrails | WLPR-028 | 02 | WLPR-028.02 | WALL PROTECTION: rigid wall sheeting, heavy duty, to 1000 AFFL |  |  | 1 | INDES | TRUE | FALSE | FALSE
WL | Walls and Wall Finishes | PR | Wall Protection and Handrails | WLPR-028 | 03 | WLPR-028.03 | WALL PROTECTION: rigid wall sheeting, heavy duty, to 1200 AFFL |  |  | 1 | INDES | TRUE | FALSE | FALSE
WL | Walls and Wall Finishes | PR | Wall Protection and Handrails | WLPR-028 | 04 | WLPR-028.04 | WALL PROTECTION: rigid wall sheeting, heavy duty, to 1500 AFFL |  |  | 1 | INDES | TRUE | FALSE | FALSE
WL | Walls and Wall Finishes | PR | Wall Protection and Handrails | WLPR-028 | 05 | WLPR-028.05 | WALL PROTECTION: rigid wall sheeting, heavy duty, to 1800 AFFL |  |  | 1 | INDES | TRUE | FALSE | FALSE
WL | Walls and Wall Finishes | PR | Wall Protection and Handrails | WLPR-028 | 06 | WLPR-028.06 | WALL PROTECTION: rigid wall sheeting, heavy duty, to 2100 AFFL |  |  | 1 | INDES | TRUE | FALSE | FALSE
WL | Walls and Wall Finishes | PR | Wall Protection and Handrails | WLPR-028 | 07 | WLPR-028.07 | WALL PROTECTION: rigid wall sheeting, heavy duty, full height |  |  | 1 | INDES | TRUE | FALSE | FALSE
WL | Walls and Wall Finishes | PR | Wall Protection and Handrails | WLPR-046 | 01 | WLPR-046.01 | WALL PROTECTION: crash rail, to 350 AFFL | WLPR-018; WLPR-020; WLPR-025 | WALL PROTECTION: crash rail, at 350 AFFL, prefinished PVC; WALL PROTECTION: crash rail, at 350 AFFL; WALL PROTECTION: crash rail, at 350 AFFL, timber, stain/clear finish | 1 | INDES | TRUE | FALSE | FALSE
WL | Walls and Wall Finishes | PR | Wall Protection and Handrails | WLPR-046 | 02 | WLPR-046.02 | WALL PROTECTION: crash rail, to 600 AFFL |  |  | 1 | INDES | TRUE | FALSE | FALSE
WL | Walls and Wall Finishes | PR | Wall Protection and Handrails | WLPR-046 | 03 | WLPR-046.03 | WALL PROTECTION: crash rail, to 900 AFFL | WLPR-019; WLPR-021; WLPR-022 | WALL PROTECTION: crash rail, at 900 AFFL, prefinished PVC; WALL PROTECTION: crash rail, at 900 AFFL; WALL PROTECTION: crash rail, at 900 AFFL, timber, stain/clear finish | 1 | INDES | TRUE | FALSE | TRUE
WL | Walls and Wall Finishes | PR | Wall Protection and Handrails | WLPR-046 | 04 | WLPR-046.04 | WALL PROTECTION: crash rail, to 1200 AFFL |  |  | 1 | INDES | TRUE | FALSE | FALSE
WL | Walls and Wall Finishes | PR | Wall Protection and Handrails | WLPR-046 | 05 | WLPR-046.05 | WALL PROTECTION: crash rail, to 1500 AFFL |  |  | 1 | INDES | TRUE | FALSE | FALSE
WL | Walls and Wall Finishes | PR | Wall Protection and Handrails | WLPR-048 | 01 | WLPR-048.01 | WALL PROTECTION: crash rail, heavy duty, to 350 AFFL |  |  | 1 | INDES | TRUE | FALSE | FALSE
WL | Walls and Wall Finishes | PR | Wall Protection and Handrails | WLPR-048 | 02 | WLPR-048.02 | WALL PROTECTION: crash rail, heavy duty, to 600 AFFL |  |  | 1 | INDES | TRUE | FALSE | FALSE
WL | Walls and Wall Finishes | PR | Wall Protection and Handrails | WLPR-048 | 03 | WLPR-048.03 | WALL PROTECTION: crash rail, heavy duty, to 900 AFFL |  |  | 1 | INDES | TRUE | FALSE | FALSE
WL | Walls and Wall Finishes | PR | Wall Protection and Handrails | WLPR-048 | 04 | WLPR-048.04 | WALL PROTECTION: crash rail, heavy duty, to 1200 AFFL |  |  | 1 | INDES | TRUE | FALSE | FALSE
WL | Walls and Wall Finishes | PR | Wall Protection and Handrails | WLPR-048 | 05 | WLPR-048.05 | WALL PROTECTION: crash rail, heavy duty, to 1500 AFFL |  |  | 1 | INDES | TRUE | FALSE | FALSE
WL | Walls and Wall Finishes | PT | Partitions and Screens |  | 031 | WLPT-031 | SCREEN: privacy divider |  |  | 1 | INDES | TRUE | FALSE | TRUE
WL | Walls and Wall Finishes | PT | Partitions and Screens |  | 041 | WLPT-041 | SCREEN: acoustic divider |  |  | 1 | INDES | TRUE | FALSE | FALSE
WL | Walls and Wall Finishes | PT | Partitions and Screens |  | 051 | WLPT-051 | PARTITION SYSTEM: cubicle, changing | WLPT-001 | PARTITION: change cubicle | 1 | INDES | TRUE | FALSE | FALSE
WL | Walls and Wall Finishes | PT | Partitions and Screens |  | 052 | WLPT-052 | PARTITION SYSTEM: cubicle, changing, ambulant |  |  | 1 | INDES | TRUE | FALSE | FALSE
WL | Walls and Wall Finishes | PT | Partitions and Screens |  | 053 | WLPT-053 | PARTITION SYSTEM: cubicle, changing, accessible |  |  | 1 | INDES | TRUE | FALSE | FALSE
WL | Walls and Wall Finishes | PT | Partitions and Screens |  | 054 | WLPT-054 | PARTITION SYSTEM: integral seat, changing |  |  | 1 | INDES | TRUE | FALSE | FALSE
WL | Walls and Wall Finishes | PT | Partitions and Screens |  | 061 | WLPT-061 | PARTITION SYSTEM: cubicle, toilet | WLPT-005 | PARTITION: toilet | 1 | INDES | TRUE | FALSE | FALSE
WL | Walls and Wall Finishes | PT | Partitions and Screens |  | 062 | WLPT-062 | PARTITION SYSTEM: cubicle, toilet, ambulant | WLPT-016 | PARTITION: toilet, ambulant | 1 | INDES | TRUE | FALSE | FALSE
WL | Walls and Wall Finishes | PT | Partitions and Screens |  | 063 | WLPT-063 | PARTITION SYSTEM: cubicle, toilet, accessible |  |  | 1 | INDES | TRUE | FALSE | FALSE
WL | Walls and Wall Finishes | PT | Partitions and Screens |  | 071 | WLPT-071 | PARTITION SYSTEM: cubicle, shower | WLPT-004 | PARTITION: shower | 1 | INDES | TRUE | FALSE | FALSE
WL | Walls and Wall Finishes | PT | Partitions and Screens |  | 072 | WLPT-072 | PARTITION SYSTEM: cubicle, shower, ambulant |  |  | 1 | INDES | TRUE | FALSE | FALSE
WL | Walls and Wall Finishes | PT | Partitions and Screens |  | 073 | WLPT-073 | PARTITION SYSTEM: cubicle, shower, accessible |  |  | 1 | INDES | TRUE | FALSE | FALSE
WL | Walls and Wall Finishes | PT | Partitions and Screens |  | 074 | WLPT-074 | PARTITION SYSTEM: integral seat, shower |  |  | 1 | INDES | TRUE | FALSE | FALSE
WL | Walls and Wall Finishes | PT | Partitions and Screens |  | 081 | WLPT-081 | PARTITION SYSTEM: divider, urinal | WLPT-006 | PARTITION: urinal divider, aluminium, powdercoated, 15mm shadow angle nom. | 1 | INDES | TRUE | FALSE | FALSE
ZZ | PENDING PUBLICATION | PP | Pending Publication |  | 001 | ZZPP-001 | BIN: pharmaceutical waste, wall mounted |  |  | 3 | ARCH-FFE | TRUE | FALSE | TRUE
ZZ | PENDING PUBLICATION | PP | Pending Publication |  | 002 | ZZPP-002 | CHAIR: visitor, clinical areas, with arms |  |  | 3 | ARCH-FFE | TRUE | FALSE | TRUE
ZZ | PENDING PUBLICATION | PP | Pending Publication |  | 003 | ZZPP-003 | READER: security, access control, proximity card, drug safe |  |  | 1 | ENGG-EL | TRUE | FALSE | TRUE
ZZ | PENDING PUBLICATION | PP | Pending Publication |  | 004 | ZZPP-004 | SWITCH: light, 2-way |  |  | 1 | ENGG-EL | TRUE | FALSE | FALSE
ZZ | PENDING PUBLICATION | PP | Pending Publication |  | 005 | ZZPP-005 | BASIN: type A, handwashing, with shroud |  |  | 1 | ARCH-FFE | TRUE | FALSE | TRUE
ZZ | PENDING PUBLICATION | PP | Pending Publication |  | 006 | ZZPP-006 | CABINET: TOE probes, drying and storage |  |  | 2 | ARCH-FFE | TRUE | FALSE | FALSE
This shape represents a table slicer. Table slicers are not supported in this version of Excel. If the shape was modified in an earlier version of Excel, or if the workbook was saved in Excel 2007 or earlier, the slicer can't be used.